{"text_format":"1","workbook":"xlsx","n_sheets":16,"sheets":["はじめに","小地形の影響","設計風速","高層建築物諸元入力","風方向荷重","風直交方向","ねじり方向","荷重の組合せ","応答加速度","高層建築物外装材","円・楕円建築物","ラチス","屋根","渦励振","独立上屋","低層建築物"],"not_rendered":{"charts":26,"images":1,"macros":1,"external_links":0,"defined_names":0,"comments":0,"pivot_tables":0},"unopened":[],"bounds":{"document_bytes":16777216,"sheet_cells":100000,"rows_first":2000,"rows_last":500,"rows_between":2000,"halvings":0,"cell_chars":16384,"cell_head_chars":4096},"cells_cut":0,"cells_raw":0,"read":"whole","date_system":"1900"}

{"sheet":"はじめに","index":0,"n_rows":23,"n_cols":4,"rows_kept":23,"cut":false,"hidden":false,"merged":[]}
["建築学会「建築物荷重指針2015」に基づく風荷重算定プログラム"]
[]
[]
[null,null,null,"2017-04-25"]
[]
[null,null,null,"日本建築学会　構造委員会　荷重運営委員会"]
[null,null,null,"連絡先"]
[null,null,null,"nishimura.hiroaki.7s@kyoto-u.ac.jp"]
[]
[]
[null,"プログラムの使用についての注意"]
["●","このプログラムは日本建築学会編集，「建築物荷重指針・同解説（2015）」に基づく風荷重算定プログラムです。"]
["●","荷重指針を参照しながら，本プログラムを使ってください。このプログラムの中では入力値の説明は十分ではありません。"]
["●","算定結果の利用には責任を持つことはできませんので，各自の責任の範囲でお使いください。"]
["●","プログラムにはエクセルVBAを使用し，マクロを含んでいます。"]
["●","荷重指針で記載の適用範囲を超える条件でも計算できることがあります。"]
["●","入出力はエクセルシートの特定のセルを使っています。使用するセルの場所を変更すると，計算がうまくできないことがあります。"]
["●","バグを発見された場合は連絡してください。"]
["●"]
[]
["●","低層建築物の構造骨組用風方向荷重は，壁部分に作用する水平荷重と屋根部分に作用する水平荷重の和として求めています。"]
[null,"荷重指針の（A6.13)式では風力係数は風上・風下壁面の外圧係数の差と定義されていますが，"]
[null,"指針本文の該当箇所を風上面の外圧係数と風下面の外圧係数の差に修正する予定です。"]

{"sheet":"小地形の影響","index":1,"n_rows":97,"n_cols":25,"rows_kept":97,"cut":false,"hidden":false,"merged":[[64,0,67,0],[93,0,96,0],[35,0,37,0],[38,0,40,0],[41,0,43,0],[44,0,46,0],[77,0,80,0],[81,0,84,0],[85,0,88,0],[89,0,92,0],[68,0,71,0],[52,0,55,0],[56,0,59,0],[60,0,63,0],[32,0,34,0],[12,0,14,0],[15,0,17,0],[18,0,20,0],[21,0,23,0],[24,0,26,0],[4,4,4,5],[1,4,1,9],[50,21,50,22],[50,23,50,24],[50,20,51,20],[10,21,10,22],[10,23,10,24],[10,20,11,20]]}
["小地形の影響"]
["地表面粗度区分",null,null,null,"小地形の影響の選択　なし（平坦地）：0，傾斜地：1 , 尾根状地形：2"]
["傾斜角（度)",null,null,null,0]
["Xs/Hs"]
["Hs(m)",null,null,null,"ラチスの節の数"]
["H (m)",null,"H/Hs",0,null,"※ラチスの荷重を計算する場合には節点の数を上に入力する"]
[null,"傾斜地","尾根",null,null,"※節点の高さをU列に入力する"]
["Eg(H)",1,1]
["EgI(H)",1,1]
[null,null,null,null,null,null,null,null,null,null,null,null,null,null,null,null,null,null,null,null,"↓"]
["表A6.4　 Egを定めるパラメータ（傾斜地）",null,null,null,null,null,null,null,null,null,null,null,null,null,null,null,null,null,null,null,"節の高さ\nｚ(m)","傾斜地",null,"尾根状地形"]
["qs","X/Hs",-4,-2,-1,-0.5,0,0.5,1,2,4,8,null,"z/Hs","Eg",null,null,null,null,null,null,"Eg","EgI","Eg","EgI"]
[7.5,"C1",1.1499999999999999,1.3,1.5,1.5,1.6,1.45,1.3,1.3,1.2,1.1499999999999999,null,5,1]
[null,"C2",0.8,0.8,0.8,0.8,0.8,0.7,0.6,0.6,0.5,0.4,null,4.5,1]
[null,"C3",-2,-2,-2,-2,-2,-2,-2,-2,-2,-2,null,4,1]
[15,"C1",0.4,1,1.2,1.55,2.1,1.65,1.5,1.3,1.2,1.1499999999999999,null,3.5,1]
[null,"C2",0.9,0,0.65,0.85,1,0.8,0.7,0.55000000000000004,0.45,0.35,null,3,1]
[null,"C3",-2,-2,-2,-2,-2,-2,-2,-2,-2,-2,null,2.5,1]
[30,"C1",0.7,-0.5,1.05,1.1000000000000001,1.3,1.3,1.2,1.2,1.1499999999999999,1.1000000000000001,null,2,1]
[null,"C2",0.65,1.2,1.65,1.5,1.45,1.3,0.9,0.9,0.85,0.6,null,1.5,1]
[null,"C3",-2,-2,1,0.8,0.3,0.3,0.5,0.7,1.2,1.4,null,1,1]
[45,"C1",0.8,0,-3.5,1.1000000000000001,1.2,1.35,1.25,1.2,1.1499999999999999,1.1000000000000001,null,0.5,1]
[null,"C2",0.5,1,1.6,2,1.1000000000000001,1.3,1.3,1.3,0.9,0.55000000000000004,null,0,1]
[null,"C3",-2,-2,-2,0.8,0.3,0.2,0.75,1.05,1.4,2]
[60,"C1",0.6,0.1,-1.8,-2.4,1.2,1.4,1.35,1.25,1.1499999999999999,1.1000000000000001]
[null,"C2",0.65,0.9,1.3,2.6,2,1.8,1.7,1.5,0.85,0.45]
[null,"C3",-2,-2,-2,-1,0.5,0.5,0.8,1.2,1.9,3.1]
[]
[]
[]
["表A6.5　 Egを定めるパラメータ（尾根状地形）"]
["qs","X/Hs",-4,-2,-1,-0.5,0,0.5,1,2,4,8,null,"z/Hs","Eg"]
[7.5,"C1",1.1000000000000001,1.2,1.35,1.35,1.4,1.3,1.3,1.2,1.1000000000000001,1,null,5,1]
[null,"C2",1,1,1,1,1.5,1.2,1.1000000000000001,2,1.6,0,null,4.5,1]
[null,"C3",0,0,0,0,0.2,0.2,0.2,0.5,0.9,0,null,4,1]
[15,"C1",1,1.05,1.2,1.25,1.3,1.4,1.3,1.25,0.35,0.65,null,3.5,1]
[null,"C2",0,0,1,1,1,1.5,1.5,2,3,2,null,3,1]
[null,"C3",0,0,0,0,0,0.5,0.6,1.1000000000000001,0.2,0.3,null,2.5,1]
[30,"C1",0.75,0.55000000000000004,0.85,1,1.2,1.3,1.25,1.2,1.1000000000000001,1.02,null,2,1]
[null,"C2",1.5,2,2,0,1,2,2,1.6,1.7,1.7,null,1.5,1]
[null,"C3",0,0,0,0,0,1.1000000000000001,1.3,2.1,2.2000000000000002,2.8,null,1,1]
[45,"C1",0.75,0.55000000000000004,0.2,0.75,1.1499999999999999,1.2,1.1499999999999999,1.1200000000000001,1.1000000000000001,1.02,null,0.5,1]
[null,"C2",1.5,2,2,3,1,2.5,2.5,2,1.6,1.3,null,0,1]
[null,"C3",0,0,0,0,0,1.2,1.9,2.2000000000000002,2.5,3.2]
[60,"C1",0.75,0.55000000000000004,0.2,0.2,1.1499999999999999,1.1200000000000001,1.1499999999999999,1.1200000000000001,1.1000000000000001,1.02]
[null,"C2",1.5,1.5,1.8,3,1,2.2000000000000002,2.5,2,1.6,1.3]
[null,"C3",0,0,0,0,0,1.8,2,2.2999999999999998,2.6,3.4]
[]
[]
[null,null,null,null,null,null,null,null,null,null,null,null,null,null,null,null,null,null,null,null,"設計風速の高さ方向分布に反映"]
["表　A6.6 EIを定めるパラメータ（傾斜地）",null,null,null,null,null,null,null,null,null,null,null,null,null,null,null,null,null,null,null,"z(m)","傾斜地",null,"尾根状地形"]
["qs","X/Hs",-4,-2,-1,-0.5,0,0.5,1,2,4,8,null,"z/Hs","EgI",null,null,null,null,null,null,"Eg","EgI","Eg","EgI"]
[7.5,"Zc/Hs",0,0,0,0,0,0,0,0,0,0,null,5,1,null,null,null,null,null,300]
[null,"C1",1,1,1,1,1,1,1,1,1,1,null,4.5,1,null,null,null,null,null,250]
[null,"C2",0,0,0,0,0,0,0,0,0,0,null,4,1,null,null,null,null,null,200]
[null,"C3",0,0,0,0,0,0,0,0,0,0,null,3.5,1,null,null,null,null,null,150]
[15,"Zc/Hs",0,0,0,0,0,0,0,0,0,0,null,3,1,null,null,null,null,null,100]
[null,"C1",1,1.05,1.1000000000000001,1.1000000000000001,1.1000000000000001,1.1000000000000001,1.1000000000000001,1.1000000000000001,1.1000000000000001,1.1000000000000001,null,2.5,1,null,null,null,null,null,50]
[null,"C2",0,0,0.2,0.2,0.3,0.4,0.5,0.5,0.3,0.3,null,2,1,null,null,null,null,null,30]
[null,"C3",0,0,0,0,0,0,0,0,0,0,null,1.5,1,null,null,null,null,null,20]
[30,"Zc/Hs",0,0,0,0,0,0,0,0,0,0,null,1,1,null,null,null,null,null,10]
[null,"C1",1.05,1.05,1.1000000000000001,1.1499999999999999,1.2,1.3,2.5,1.8,1.4,1.25,null,0.5,1,null,null,null,null,null,5]
[null,"C2",0,0,0,0.7,2,2.5,10,8,4,1.5,null,0,1,null,null,null,null,null,3]
[null,"C3",0,0.5,1,1,0.5,0,0,0.1,0.2,0.6,null,null,null,null,null,null,null,null,1]
[45,"Zc/Hs",0,0,0,0,0,0,0,0.3,0.3,0.2]
[null,"C1",1.05,1.1000000000000001,1.1499999999999999,1.3,1.8,1.5,3,3,1.8,1.5]
[null,"C2",0,0,0,1.4,1.7,1.6,6,5,3.5,2]
[null,"C3",0,0,0.5,0,-1,-0.8,0,0,0.3,0.5]
[60,"Zc/Hs",0,0,0,0,0,0,0,0.5,0.7,0.9]
[null,"C1",1.1000000000000001,1.1499999999999999,1.2,1.3,6,8,4,3.5,2.2000000000000002,1.7]
[null,"C2",0,0,0,0.7,2.5,5,8,5,3,1.5]
[null,"C3",0,0,0.3,0.5,-1.3,-0.4,0.2,0.2,0.4,0.5]
[]
[]
[]
["表　A6.7 EIを定めるパラメータ（尾根状地形）"]
["qs","X/Hs",-4,-2,-1,-0.5,0,0.5,1,2,4,8,null,"z/Hs","EgI"]
[7.5,"Zc/Hs",0,0,0,0,0,0,0,0,0,0,null,5,1]
[null,"C1",1,1,1,1,1,1,1,1,1,1,null,4.5,1]
[null,"C2",0,0,0,0,0,0,0,0,0,0,null,4,1]
[null,"C3",0,0,0,0,0,0,0,0,0,0,null,3.5,1]
[15,"Zc/Hs",0,0,0,0,0,0,0,0.6,1.5,2,null,3,1]
[null,"C1",1,1,1,1,1,3.4,4.2,4,2.8,2,null,2.5,1]
[null,"C2",0,0,0,0,0,19,11,4.5999999999999996,2,1.6,null,2,1]
[null,"C3",0,0,0,0,0,0.1,0.2,0.3,0.6,0.7,null,1.5,1]
[30,"Zc/Hs",0,0,0,0,0,0.6,0.8,1.5,1.6,2.2000000000000002,null,1,1]
[null,"C1",1,1,1,1,1,1.6,1.9,2.2000000000000002,3.2,2.7,null,0.5,1]
[null,"C2",0,0,0,0,0,5,4,2,1.7,1.3,null,0,1]
[null,"C3",0,0,0,0,0,0.4,0.6,1,0.7,0.5]
[45,"Zc/Hs",0,0,0,0,0,0.8,1.5,1.7,1.9,2.5]
[null,"C1",1,1,1,1,1,1.4,1.7,2.1,2.8,2.8]
[null,"C2",0,0,0,0,0,2.6,2.2000000000000002,1.7,1.4,1.3]
[null,"C3",0,0,0,0,0,0.8,1.1000000000000001,1.2,0.9,0.5]
[60,"Zc/Hs",0,0,0,0,0,1.35,1.6,1.8,2,2.6]
[null,"C1",1,1,1,1,1,1.6,1.8,2.1,2.9,2.9]
[null,"C2",0,0,0,0,0,2,1.6,1.3,1.3,1.2]
[null,"C3",0,0,0,0,0,1,1.2,1.2,0.8,0.6]

{"sheet":"設計風速","index":2,"n_rows":136,"n_cols":25,"rows_kept":136,"cut":false,"hidden":false,"merged":[[8,8,8,9]]}
["設計風速"]
["粗度区分",4,null,null,null,null,"地表面粗度区分パラメータ",null,null,null,null,null,null,null,null,"風向係数"]
["基本風速 U0(m/s)",38,null,null,null,null,"地表面粗度区分","I","II","III","IV","V",null,null,null,"サイト","方位","NE","E","SE","S","SW","W","NW","N"]
["500年再現風速U500(m/s)",41,null,null,null,null,"Zb",3,5,10,20,30,null,null,null,0,"全風向",1,1,1,1,1,1,1,1]
["再現期間(年）",500,null,null,null,null,"ZG",250,350,450,550,650,null,null,null,1,"稚内",0.95,0.85,0.85,1,1,0.85,0.85,0.95]
["1年再現風速U1H(m/s)",20,null,null,null,null,"α",0.1,0.15,0.2,0.27,0.35,null,null,null,2,"北見枝幸",0.85,0.85,0.85,0.85,1,1,0.85,0.85]
["U500/U0",1.0789473684210527,null,null,null,null,null,null,null,null,null,null,null,null,null,3,"羽幌",0.85,0.85,0.85,1,1,1,0.95,0.85]
["再現期間換算係数",1.0801476133162615,null,null,null,null,"風向係数",null,null,null,null,null,null,null,null,4,"雄武",0.85,0.85,0.85,0.85,1,1,0.85,0.85]
["季節係数",1,null,null,null,null,"0又は地点番号",12,"釧路",null,null,null,null,null,null,5,"留萌",0.85,0.85,0.85,0.85,0.95,0.95,1,1]
["基準高さ H (m)",160,"※小地形の影響を考慮しないときには入力する",null,null,null,"方位","KD","UH (m/s)","ｑH(N/m2)",null,null,null,null,null,6,"旭川",0.85,0.85,0.85,1,1,1,0.85,0.85]
["Er(z=H)",1.218045160338717,"E(z=H)=Er・Eg",1.218045160338717,null,null,"NE",0.85,42.496094903096605,1101.6100300279259,null,null,null,null,null,7,"網走",0.85,0.85,0.85,0.85,0.85,0.95,1,0.9]
["Irz(z=H)",0.14845596973037611,"IZ(z=H)=Irz・EgI",0.14845596973037611,null,null,"E",0.9,44.995865191514056,1235.0230094430729,null,null,null,null,null,8,"小樽",0.85,0.85,0.85,0.85,1,1,1,0.85]
["小地形の種類","平坦",null,null,null,null,"SE",0.9,44.995865191514056,1235.0230094430729,null,null,null,null,null,9,"札幌",0.85,0.85,1,1,0.85,0.95,1,0.85]
["Eg(H)",1,null,null,null,null,"S",0.85,42.496094903096605,1101.6100300279259,null,null,null,null,null,10,"岩見沢",0.9,0.85,1,1,0.85,1,0.95,0.9]
["EgI(H)",1,null,null,null,null,"SW",0.85,42.496094903096605,1101.6100300279259,null,null,null,null,null,11,"帯広",0.85,0.85,0.85,0.85,0.85,1,1,0.85]
[null,null,null,null,null,null,"W",1,49.995405768348952,1524.7197647445344,null,null,null,null,null,12,"釧路",0.85,0.9,0.9,0.85,0.85,1,0.9,0.85]
["設計風速","UH (m/s)",49.995405768348952,null,null,null,"NW",0.9,44.995865191514056,1235.0230094430729,null,null,null,null,null,13,"根室",0.9,0.9,0.85,0.85,0.85,0.95,1,0.95]
["設計速度圧","qH (N/m2)",1524.7197647445344,null,null,null,"N",0.85,42.496094903096605,1101.6100300279259,null,null,null,null,null,14,"寿都",0.85,0.85,1,1,0.85,1,1,0.9]
["乱れ強さz=H","IH",0.14845596973037611,null,null,null,null,null,null,null,null,null,null,null,null,15,"室蘭",0.85,0.85,0.85,0.85,0.85,1,1,0.85]
["乱れスケール","LH (m)",230.9401076758503,null,null,null,null,null,null,null,null,null,null,null,null,16,"苫小牧",0.85,0.85,0.85,0.85,0.85,0.85,0.9,1]
[null,null,null,null,null,null,null,null,null,null,null,null,null,null,null,17,"浦川",0.85,0.85,0.85,0.85,0.85,1,1,0.85]
[null,null,null,null,null,null,null,null,null,null,null,null,null,null,null,18,"江差",0.85,0.85,0.85,1,1,1,1,0.85]
[null,null,null,null,null,null,null,null,null,null,null,null,null,null,null,19,"函館",0.95,0.95,0.85,1,1,0.95,0.9,0.85]
[null,null,null,null,null,null,null,null,null,null,null,null,null,null,null,20,"倶知安",0.85,0.95,0.95,0.95,0.95,1,1,0.85]
[null,null,null,null,null,null,null,null,null,null,null,null,null,null,null,21,"紋別",0.9,0.9,0.85,0.85,1,1,1,0.9]
["z(m)","Er","Eg","E=Er・Eg","Irz","EgI","Iz=Irz・EgI","Lz",null,null,null,null,null,null,null,22,"広尾",0.85,0.85,0.85,0.85,1,1,0.85,0.85]
[300,1.4433569042443686,1,1.4433569042443686,0.12140519172194053,1,0.12140519172194053,316.22776601683796,null,null,null,null,null,null,null,23,"大船渡",0.85,0.85,0.85,0.85,0.85,0.85,1,0.9]
[250,1.3740255153669776,1,1.3740255153669776,0.12869902532031241,1,0.12869902532031241,288.6751345948129,null,null,null,null,null,null,null,24,"新庄",0.85,0.85,0.85,0.85,0.85,1,1,0.85]
[200,1.2936866425741043,1,1.2936866425741043,0.13822495652841135,1,0.13822495652841135,258.1988897471611,null,null,null,null,null,null,null,25,"若松",0.85,0.9,0.9,0.85,0.85,1,1,0.85]
[150,1.1970040922760783,1,1.1970040922760783,0.15155380962175546,1,0.15155380962175546,223.60679774997897,null,null,null,null,null,null,null,26,"深浦",0.85,0.85,0.85,1,1,0.95,0.95,0.9]
[100,1.0728796188457663,1,1.0728796188457663,0.1725504358550132,1,0.1725504358550132,182.57418583505537,null,null,null,null,null,null,null,27,"青森",0.85,0.85,0.85,0.85,1,1,0.9,0.85]
[50,0.88976003821474214,1,0.88976003821474214,0.21539998030410101,1,0.21539998030410101,129.09944487358055,null,null,null,null,null,null,null,28,"むつ",0.85,0.85,0.85,0.85,0.95,1,0.85,0.85]
[30,0.77512855108976009,1,0.77512855108976009,0.25365139733024322,1,0.25365139733024322,100,null,null,null,null,null,null,null,29,"八戸",0.85,0.85,0.85,0.85,1,1,0.95,0.85]
[20,0.69475086160177224,1,0.69475086160177224,0.28879286686227762,1,0.28879286686227762,81.649658092772597,null,null,null,null,null,null,null,30,"秋田",0.85,0.85,0.85,0.95,0.95,1,1,0.85]
[10,0.69475086160177224,1,0.69475086160177224,0.28879286686227762,1,0.28879286686227762,81.649658092772597,null,null,null,null,null,null,null,31,"盛岡",0.85,0.85,0.85,0.85,0.95,1,1,0.95]
[5,0.69475086160177224,1,0.69475086160177224,0.28879286686227762,1,0.28879286686227762,81.649658092772597,null,null,null,null,null,null,null,32,"宮古",0.85,0.85,0.9,0.9,0.95,1,0.95,0.95]
[3,0.69475086160177224,1,0.69475086160177224,0.28879286686227762,1,0.28879286686227762,81.649658092772597,null,null,null,null,null,null,null,33,"酒田",0.85,0.85,0.85,0.85,0.9,1,1,0.85]
[1,0.69475086160177224,1,0.69475086160177224,0.28879286686227762,1,0.28879286686227762,81.649658092772597,null,null,null,null,null,null,null,34,"山形",0.85,0.85,0.85,0.9,1,1,0.95,0.85]
[null,null,null,null,null,null,null,null,null,null,null,null,null,null,null,35,"仙台",0.85,0.85,0.85,0.85,0.85,1,1,0.85]
[null,null,null,null,null,null,null,null,null,null,null,null,null,null,null,36,"石巻",1,0.95,0.9,0.85,0.85,1,1,1]
[null,null,null,null,null,null,null,null,null,null,null,null,null,null,null,37,"福島",0.85,0.85,0.85,0.85,0.85,1,1,0.85]
[null,null,null,null,null,null,null,null,null,null,null,null,null,null,null,38,"白河",0.85,0.85,0.85,0.85,0.85,1,1,0.95]
[null,null,null,null,null,null,null,null,null,null,null,null,null,null,null,39,"小名浜",1,0.85,0.9,0.85,0.85,0.95,1,1]
[null,null,null,null,null,null,null,null,null,null,null,null,null,null,null,40,"輪島",0.9,0.85,0.85,0.9,1,1,0.95,0.95]
[null,null,"　",null,null,null,null,null,null,null,null,null,null,null,null,41,"相川",0.85,0.85,0.85,0.85,0.85,0.85,1,1]
[null,null,null,null,null,null,null,null,null,null,null,null,null,null,null,42,"新潟",0.85,0.85,0.85,0.85,1,1,1,0.9]
[null,null,null,null,null,null,null,null,null,null,null,null,null,null,null,43,"金沢",0.85,0.85,0.85,0.9,1,0.9,0.85,0.85]
[null,null,null,null,null,null,null,null,null,null,null,null,null,null,null,44,"伏木",0.9,0.85,0.85,0.85,1,0.95,0.85,0.9]
[null,null,null,null,null,null,null,null,null,null,null,null,null,null,null,45,"富山",0.85,0.85,0.9,1,0.9,0.9,0.85,0.85]
[null,null,null,null,null,null,null,null,null,null,null,null,null,null,null,46,"長野",0.85,0.85,0.85,0.85,1,1,0.9,0.85]
[null,null,null,null,null,null,null,null,null,null,null,null,null,null,null,47,"高田",0.85,0.85,0.85,0.85,0.85,1,0.95,0.85]
[null,null,null,null,null,null,null,null,null,null,null,null,null,null,null,48,"宇都宮",0.9,0.85,0.85,0.85,0.85,0.85,0.85,1]
[null,null,null,null,null,null,null,null,null,null,null,null,null,null,null,49,"福井",0.85,0.85,1,1,0.85,0.85,1,1]
[null,null,null,null,null,null,null,null,null,null,null,null,null,null,null,50,"高山",0.85,0.85,0.9,1,0.85,0.85,0.85,0.85]
[null,null,null,null,null,null,null,null,null,null,null,null,null,null,null,51,"松本",0.85,0.85,1,1,0.9,0.85,0.85,0.85]
[null,null,null,null,null,null,null,null,null,null,null,null,null,null,null,52,"諏訪",0.85,1,1,0.95,0.85,1,1,0.85]
[null,null,null,null,null,null,null,null,null,null,null,null,null,null,null,53,"熊谷",0.85,0.85,0.85,0.85,0.85,0.95,1,0.95]
[null,null,null,null,null,null,null,null,null,null,null,null,null,null,null,54,"水戸",1,0.85,0.85,0.85,0.85,0.9,1,1]
[null,null,null,null,null,null,null,null,null,null,null,null,null,null,null,55,"敦賀",0.85,0.85,0.85,0.85,0.85,0.85,1,0.85]
[null,null,null,null,null,null,null,null,null,null,null,null,null,null,null,56,"岐阜",0.85,0.85,1,0.95,0.85,0.85,0.9,0.85]
[null,null,null,null,null,null,null,null,null,null,null,null,null,null,null,57,"名古屋",0.85,0.85,1,1,0.85,0.85,0.85,0.85]
[null,null,null,null,null,null,null,null,null,null,null,null,null,null,null,58,"飯田",0.95,0.85,0.85,0.85,1,1,1,0.95]
[null,null,null,null,null,null,null,null,null,null,null,null,null,null,null,59,"甲府",0.85,0.85,0.85,0.85,0.85,0.85,1,1]
[null,null,null,null,null,null,null,null,null,null,null,null,null,null,null,60,"秩父",0.85,0.85,0.85,0.85,0.85,0.9,1,0.85]
[null,null,null,null,null,null,null,null,null,null,null,null,null,null,null,61,"銚子",0.9,0.85,0.85,0.85,0.85,0.85,0.95,1]
[null,null,null,null,null,null,null,null,null,null,null,null,null,null,null,62,"上野",0.85,1,0.9,0.85,0.9,0.85,0.85,0.85]
[null,null,null,null,null,null,null,null,null,null,null,null,null,null,null,63,"津",0.85,1,1,0.85,0.85,0.95,0.9,0.85]
[null,null,null,null,null,null,null,null,null,null,null,null,null,null,null,64,"伊良湖",0.9,0.95,0.95,0.9,0.85,1,1,0.85]
[null,null,null,null,null,null,null,null,null,null,null,null,null,null,null,65,"浜松",0.95,0.95,0.85,0.85,0.85,1,1,0.85]
[null,null,null,null,null,null,null,null,null,null,null,null,null,null,null,66,"御前崎",1,1,0.85,0.95,0.95,1,0.95,0.85]
[null,null,null,null,null,null,null,null,null,null,null,null,null,null,null,67,"静岡",0.85,0.85,0.85,0.95,1,1,0.85,0.85]
[null,null,null,null,null,null,null,null,null,null,null,null,null,null,null,68,"三島",1,0.85,0.85,0.85,0.85,0.85,0.85,1]
[null,null,null,null,null,null,null,null,null,null,null,null,null,null,null,69,"東京",0.85,0.85,0.85,0.85,0.85,0.85,1,1]
[null,null,null,null,null,null,null,null,null,null,null,null,null,null,null,70,"尾鷲",0.85,0.95,0.85,0.85,0.95,1,0.95,0.85]
[null,null,null,null,null,null,null,null,null,null,null,null,null,null,null,71,"石廊崎",0.85,0.85,0.85,0.85,0.9,1,0.85,0.85]
[null,null,null,null,null,null,null,null,null,null,null,null,null,null,null,72,"網代",0.95,0.85,0.85,0.85,1,1,0.85,0.95]
[null,null,null,null,null,null,null,null,null,null,null,null,null,null,null,73,"横浜",0.85,0.85,0.85,0.85,0.85,0.85,1,1]
[null,null,null,null,null,null,null,null,null,null,null,null,null,null,null,74,"館山",0.85,0.85,0.85,0.85,0.85,0.85,1,1]
[null,null,null,null,null,null,null,null,null,null,null,null,null,null,null,75,"勝浦",0.85,0.85,0.85,1,1,0.85,1,0.9]
[null,null,null,null,null,null,null,null,null,null,null,null,null,null,null,76,"大島",1,0.85,0.85,0.85,0.95,0.9,0.85,1]
[null,null,null,null,null,null,null,null,null,null,null,null,null,null,null,77,"三宅島",0.85,0.85,0.85,0.85,0.85,0.95,1,1]
[null,null,null,null,null,null,null,null,null,null,null,null,null,null,null,78,"八丈島",0.85,0.85,0.85,1,1,0.9,0.9,0.9]
[null,null,null,null,null,null,null,null,null,null,null,null,null,null,null,79,"千葉",0.85,0.9,0.9,0.95,0.95,0.85,1,1]
[null,null,null,null,null,null,null,null,null,null,null,null,null,null,null,80,"四日市",0.85,1,1,0.85,1,1,0.85,0.85]
[null,null,null,null,null,null,null,null,null,null,null,null,null,null,null,81,"西郷",0.9,0.85,0.85,0.85,0.85,0.85,0.85,1]
[null,null,null,null,null,null,null,null,null,null,null,null,null,null,null,82,"松江",0.9,0.85,0.85,0.85,0.9,1,0.95,0.95]
[null,null,null,null,null,null,null,null,null,null,null,null,null,null,null,83,"境",0.95,0.95,0.85,0.85,0.95,1,0.85,0.85]
[null,null,null,null,null,null,null,null,null,null,null,null,null,null,null,84,"米子",0.85,0.85,0.85,0.85,0.95,1,1,1]
[null,null,null,null,null,null,null,null,null,null,null,null,null,null,null,85,"鳥取",0.85,0.85,0.85,1,0.85,0.85,0.9,0.9]
[null,null,null,null,null,null,null,null,null,null,null,null,null,null,null,86,"豊岡",0.85,0.85,0.85,0.85,0.85,0.85,1,1]
[null,null,null,null,null,null,null,null,null,null,null,null,null,null,null,87,"舞鶴",0.85,0.85,1,1,0.85,0.85,1,1]
[null,null,null,null,null,null,null,null,null,null,null,null,null,null,null,88,"萩",0.85,0.85,0.9,0.9,0.85,0.9,1,1]
[null,null,null,null,null,null,null,null,null,null,null,null,null,null,null,89,"浜田",0.85,0.85,0.85,0.85,0.9,1,0.85,1]
[null,null,null,null,null,null,null,null,null,null,null,null,null,null,null,90,"津山",0.85,0.95,0.95,0.85,0.85,0.95,0.95,1]
[null,null,null,null,null,null,null,null,null,null,null,null,null,null,null,91,"京都",1,0.95,0.85,0.85,0.85,0.85,0.95,0.95]
[null,null,null,null,null,null,null,null,null,null,null,null,null,null,null,92,"彦根",0.85,0.85,0.85,0.85,0.85,0.95,1,0.85]
[null,null,null,null,null,null,null,null,null,null,null,null,null,null,null,93,"下関",0.85,0.85,0.85,0.85,0.85,0.85,1,0.95]
[null,null,null,null,null,null,null,null,null,null,null,null,null,null,null,94,"広島",0.85,0.85,0.95,1,1,0.85,0.85,0.85]
[null,null,null,null,null,null,null,null,null,null,null,null,null,null,null,95,"呉",1,0.85,0.85,0.9,0.9,0.9,1,1]
[null,null,null,null,null,null,null,null,null,null,null,null,null,null,null,96,"福山",0.95,0.85,0.85,0.85,0.85,0.85,0.85,1]
[null,null,null,null,null,null,null,null,null,null,null,null,null,null,null,97,"岡山",0.85,0.85,0.85,0.85,1,0.85,0.85,0.85]
[null,null,null,null,null,null,null,null,null,null,null,null,null,null,null,98,"姫路",0.85,0.85,1,1,0.85,0.9,0.9,0.85]
[null,null,null,null,null,null,null,null,null,null,null,null,null,null,null,99,"神戸",1,1,0.85,0.85,0.85,0.85,1,1]
[null,null,null,null,null,null,null,null,null,null,null,null,null,null,null,100,"大阪",0.9,0.85,0.85,1,1,1,1,1]
[null,null,null,null,null,null,null,null,null,null,null,null,null,null,null,101,"洲本",0.85,0.85,0.9,1,0.85,0.85,0.85,0.85]
[null,null,null,null,null,null,null,null,null,null,null,null,null,null,null,102,"和歌山",0.85,0.85,1,1,0.95,1,1,0.85]
[null,null,null,null,null,null,null,null,null,null,null,null,null,null,null,103,"潮岬",0.95,0.95,0.85,0.9,0.95,1,1,0.85]
[null,null,null,null,null,null,null,null,null,null,null,null,null,null,null,104,"奈良",1,1,0.85,0.85,0.85,0.85,0.85,0.85]
[null,null,null,null,null,null,null,null,null,null,null,null,null,null,null,105,"山口",0.85,0.9,1,0.85,0.85,0.85,0.85,0.85]
[null,null,null,null,null,null,null,null,null,null,null,null,null,null,null,106,"厳原",0.85,0.85,0.85,0.95,1,0.9,0.95,1]
[null,null,null,null,null,null,null,null,null,null,null,null,null,null,null,107,"平戸",0.9,0.85,0.85,0.85,0.85,0.85,0.95,1]
[null,null,null,null,null,null,null,null,null,null,null,null,null,null,null,108,"福岡",0.85,0.85,1,1,0.85,1,1,1]
[null,null,null,null,null,null,null,null,null,null,null,null,null,null,null,109,"飯塚",0.85,0.85,0.85,0.9,0.9,0.85,1,1]
[null,null,null,null,null,null,null,null,null,null,null,null,null,null,null,110,"佐世保",1,0.85,0.85,0.85,0.85,0.9,0.9,1]
[null,null,null,null,null,null,null,null,null,null,null,null,null,null,null,111,"佐賀",0.85,0.85,0.85,1,0.85,0.85,0.95,0.95]
[null,null,null,null,null,null,null,null,null,null,null,null,null,null,null,112,"日田",0.85,0.85,0.85,1,1,0.95,0.85,0.85]
[null,null,null,null,null,null,null,null,null,null,null,null,null,null,null,113,"大分",0.85,0.85,1,0.85,0.85,0.9,0.9,0.85]
[null,null,null,null,null,null,null,null,null,null,null,null,null,null,null,114,"長崎",0.9,0.85,0.85,0.9,1,1,0.95,0.9]
[null,null,null,null,null,null,null,null,null,null,null,null,null,null,null,115,"熊本",0.85,0.85,0.85,1,1,0.95,1,1]
[null,null,null,null,null,null,null,null,null,null,null,null,null,null,null,116,"延岡",0.85,0.85,0.95,1,0.85,0.85,0.9,0.9]
[null,null,null,null,null,null,null,null,null,null,null,null,null,null,null,117,"阿久根",0.85,0.85,0.85,1,0.9,0.85,0.85,0.85]
[null,null,null,null,null,null,null,null,null,null,null,null,null,null,null,118,"鹿児島",0.85,0.85,0.95,0.95,1,0.85,0.85,0.85]
[null,null,null,null,null,null,null,null,null,null,null,null,null,null,null,119,"都城",0.85,0.9,1,1,0.9,0.85,0.85,0.85]
[null,null,null,null,null,null,null,null,null,null,null,null,null,null,null,120,"宮崎",0.9,0.85,1,0.85,0.85,0.85,0.85,0.9]
[null,null,null,null,null,null,null,null,null,null,null,null,null,null,null,121,"枕崎",0.85,1,1,1,1,0.95,0.95,0.95]
[null,null,null,null,null,null,null,null,null,null,null,null,null,null,null,122,"油津",0.95,0.9,0.9,1,1,0.85,0.85,0.95]
[null,null,null,null,null,null,null,null,null,null,null,null,null,null,null,123,"屋久島",0.85,0.85,0.95,1,1,0.85,0.85,0.85]
[null,null,null,null,null,null,null,null,null,null,null,null,null,null,null,124,"種子島",0.85,0.85,0.95,1,0.9,0.9,0.85,0.85]
[null,null,null,null,null,null,null,null,null,null,null,null,null,null,null,125,"牛深",0.85,0.85,0.85,0.85,0.9,1,0.85,0.85]
[null,null,null,null,null,null,null,null,null,null,null,null,null,null,null,126,"福江",0.85,0.85,0.9,0.95,0.95,0.95,1,1]
[null,null,null,null,null,null,null,null,null,null,null,null,null,null,null,127,"松山",0.9,0.85,1,1,0.95,0.95,0.9,0.9]
[null,null,null,null,null,null,null,null,null,null,null,null,null,null,null,128,"多度津",0.85,0.85,0.85,0.85,1,1,0.85,0.85]
[null,null,null,null,null,null,null,null,null,null,null,null,null,null,null,129,"高松",0.9,0.85,0.85,0.85,0.95,1,0.9,0.9]
[null,null,null,null,null,null,null,null,null,null,null,null,null,null,null,130,"宇和島",0.95,0.95,1,1,0.85,0.85,0.85,0.85]
[null,null,null,null,null,null,null,null,null,null,null,null,null,null,null,131,"沖永良部",0.85,0.85,1,1,0.85,0.85,0.9,0.95]
[null,null,null,null,null,null,null,null,null,null,null,null,null,null,null,132,"南大東島",0.9,0.85,0.95,0.95,0.85,0.85,1,1]

{"sheet":"高層建築物諸元入力","index":3,"n_rows":71,"n_cols":14,"rows_kept":71,"cut":false,"hidden":false,"merged":[[4,6,4,7],[3,6,3,7],[6,6,6,7],[5,0,5,1]]}
["建築物の諸元"]
["基準高さ","H (m)",160]
["幅","B (m)",70,null,null,null,"空力不安定振動の検討"]
["奥行き","D (m)",36,null,null,null,"UH/f√BD",null,3.9837292873074963,3.3197744060895804,2.9907877532338558]
[null,null,null,null,null,null,"質量減衰パラメータdL ,dT",null,1.1158733313817337,1.2370336870608902,0.33098380791296489]
["地表面粗度区分(1〜5)",null,4,null,null,null,null,null,"X方向","Y方向","ねじれ（X方向）","ねじれ(Y方向）"]
["設計風速","UH (m/s)",49.995405768348952,null,null,null,"無次元発振風速",null,11.721429991217802,11,999,9.6492801785559408]
["設計速度圧","qH (N/m2)",1524.7197647445344]
["乱れ強さz=H","IH",0.14845596973037611]
["乱れスケール","LH (m)",230.9401076758503]
["再現期間","tR(年)",500]
[null,"ｘ軸","ｙ軸","ねじれ"]
["1次固有振動数(Hz)",0.3,0.25,0.33300000000000002]
["1次固有周期(sec)",{"$f":"1/B13","v":3.3333333333333335},{"$f":"1/C13","v":4},3.0030030030030028]
["1次減衰定数（構造骨組用）",1.2E-2,1.2E-2,1.2E-2]
["1次減衰定数（居住性用）",8.0000000000000002E-3,8.0000000000000002E-3,8.0000000000000002E-3,"※構造骨組用と同じ場合は省略可能"]
["一般化質量（直線モード）",42423389.153393358,42423389.153393358,26733664473.684212]
["一般化質量（実モード）",50708484.900000006,45741879.600000024,34190574400]
["近似モード指数b",0.85399999999999998,0.97599999999999998,0.78]
[]
[]
["層数",46]
["最上質点の層",46]
["↓","↓",null,"↓","↓","↓","↓","↓"]
["層","ｚ(m)","z/H","m(×103kg)","Iz (×106 kgm2)","mx","my","mz","m・mx2","m・my2","Iz・mz2","(z/H)^bx","(z/H)^by","(z/H)^bz"]
[{"$f":"B22","v":46},152,1,3600,2200,1,1,1,3600000,3600000,2200000000,1,1,1]
[{"$f":"A26-1","v":45},147.30000000000001,0.96907894736842115,2700,1700,0.98699999999999999,0.98299999999999998,0.99199999999999999,2630256.2999999998,2608980.2999999998,1672908800,0.97353309918236308,0.96980973458147246,0.97579849497193294]
[{"$f":"A27-1","v":44},143.80000000000001,0.94605263157894748,2700,1700,0.97699999999999998,0.96799999999999997,0.98399999999999999,2577228.2999999998,2529964.7999999998,1646035200,0.95374366126103571,0.94731263740234084,0.95766569916973376]
[43,140.30000000000001,0.92302631578947381,2700,1700,0.96499999999999997,0.95299999999999996,0.97499999999999998,2514307.5,2452164.2999999998,1616062500,0.93388376807590379,0.92480239351115145,0.9394355373040113]
[42,136.80000000000001,0.9,2700,1700,0.95399999999999996,0.93600000000000005,0.96499999999999997,2457313.1999999997,2365459.2000000002,1583082500,0.91395140131284658,0.90227866690228187,0.92110503730228155]
[41,133.5,0.87828947368421051,2700,1700,0.94299999999999995,0.92,0.95499999999999996,2400972.2999999998,2285280,1550442500,0.89508973539053172,0.88102934401922439,0.9037272727486948]
[40,130.19999999999999,0.856578947368421,2700,1700,0.93,0.90200000000000002,0.94299999999999995,2335230.0000000005,2196730.7999999998,1511723300,0.87615986747799224,0.8597674097558361,0.88625473622109419]
[39,126.9,0.83486842105263159,2700,1700,0.91400000000000003,0.88300000000000001,0.93,2255569.2000000002,2105160.2999999998,1470330000.0000002,0.85715981248401973,0.83849253662853318,0.86868448840371959]
[38,123.6,0.81315789473684208,2700,1700,0.89800000000000002,0.86299999999999999,0.91700000000000004,2177290.7999999998,2010876.3,1429511300.0000002,0.83808747429075492,0.81720437990605466,0.85101341975208422]
[37,120.3,0.79144736842105257,2700,1700,0.88100000000000001,0.84299999999999997,0.90200000000000002,2095634.7,1918752.3,1383126800,0.81894063640566128,0.79590257621584271,0.83323823580883039]
[36,117,0.76973684210526316,2700,1700,0.86299999999999999,0.82099999999999995,0.88600000000000001,2010876.3,1819910.6999999997,1334493200,0.79971695154759925,0.77458674199644595,0.81535544081364719]
[35,113.7,0.74802631578947365,2700,1700,0.84399999999999997,0.8,0.86899999999999999,1923307.2,1728000.0000000002,1283773700,0.7804139300118661,0.75325647177410671,0.79736131935513033]
[34,110.4,0.72631578947368425,2700,1700,0.82399999999999995,0.77700000000000002,0.85099999999999998,1833235.1999999997,1630068.3000000003,1231141700,0.76102892663130894,0.73191133623786453,0.77925191576676311]
[33,107.1,0.70460526315789473,2700,1700,0.80300000000000005,0.755,0.83199999999999996,1740984.3000000003,1539067.5,1176780800,0.74155912611691033,0.71055088008288292,0.76102301091359159]
[32,103.8,0.68289473684210522,2700,1700,0.78200000000000003,0.73099999999999998,0.81200000000000006,1651114.8000000003,1442774.7,1120884800,0.72200152652010419,0.68917461958607573,0.74267009594814481]
[31,100.5,0.66118421052631582,2700,1700,0.75900000000000001,0.70699999999999996,0.79100000000000004,1555418.7000000002,1349592.2999999998,1063657700.0000001,0.70235292050853981,0.66778203987121865,0.72418834253042574]
[30,97.2,0.63947368421052631,2700,1700,0.73699999999999999,0.68300000000000005,0.77,1466556.3,1259520.3000000003,1007930000,0.68260987408458829,0.64637259181224949,0.70557256890314612]
[29,93.9,0.6177631578947369,2700,1700,0.71299999999999997,0.65900000000000003,0.748,1372596.2999999998,1172558.7000000002,951156800,0.66276870229824736,0.62494568851295551,0.68681720108418187]
[28,90.6,0.59605263157894728,2700,1700,0.68899999999999995,0.63400000000000001,0.72499999999999998,1281746.7,1085281.2000000002,893562500,0.64282544140889075,0.60350070128813416,0.66791622827607056]
[27,87.3,0.57434210526315788,2700,1700,0.66400000000000003,0.60899999999999999,0.70099999999999996,1190419.2000000002,1001378.6999999998,835381699.99999988,0.62277581682769756,0.58203695505485364,0.64886315138735573]
[26,84,0.55263157894736847,2700,1700,0.63800000000000001,0.58299999999999996,0.67600000000000005,1099018.8,917700.29999999981,776859200.00000012,0.60261520601670293,0.56055372302158279,0.62965092329926975]
[25,80.7,0.53092105263157896,2800,1800,0.61299999999999999,0.55500000000000005,0.65100000000000002,1052153.2,862470.00000000012,762841800.00000012,0.58233859532057786,0.53905022053635676,0.61027187917539427]
[24,77.400000000000006,0.50921052631578956,2800,1800,0.58699999999999997,0.53200000000000003,0.626,964793.19999999984,792467.20000000019,705376800,0.56194052944870776,0.51752559792085606,0.59071765467627046]
[23,74.099999999999994,0.48749999999999999,2800,1800,0.56100000000000005,0.50600000000000001,0.6,881218.80000000028,716900.79999999993,648000000,0.54141505198743889,0.49597893207271559,0.57097908937028108]
[22,70.8,0.46578947368421053,2800,1800,0.53400000000000003,0.48,0.57299999999999995,798436.8,645120,590992199.99999988,0.52075563487660914,0.47440921655982671,0.55104611187668373]
[21,67.5,0.44407894736842107,2800,1800,0.50700000000000001,0.45400000000000001,0.54600000000000004,719737.20000000007,577124.80000000005,536608800.00000006,0.49995509418937795,0.45281534985261684,0.53090760226510558]
[20,64.2,0.42236842105263162,2800,1800,0.47899999999999998,0.42799999999999999,0.51900000000000002,642434.79999999993,512915.19999999995,484849800.00000006,0.47900548875009469,0.43119612123571904,0.51055122586434387]
[19,60.9,0.4006578947368421,2800,1800,0.45200000000000001,0.40100000000000002,0.49099999999999999,572051.20000000007,450242.8000000001,433945800,0.457897997023265,0.40955019379797186,0.48996323074854753]
[18,57.6,0.37894736842105264,2800,1800,0.42399999999999999,0.375,0.46300000000000002,503372.79999999999,393750,385864200.00000006,0.43662276617536444,0.38787608370278664,0.46912819854000809]
[17,54.3,0.35723684210526313,2800,1800,0.39600000000000002,0.34899999999999998,0.434,439084.80000000005,341042.79999999993,339040800,0.41516872504815699,0.36617213466442122,0.44802873444090141]
[16,51,0.33552631578947367,2800,1800,0.36899999999999999,0.32300000000000001,0.40600000000000003,381250.8,292121.2,296704800,0.39352334967180685,0.34443648616061545,0.42664507702686799]
[15,47.7,0.31381578947368421,2800,1800,0.34200000000000003,0.29699999999999999,0.378,327499.2,246985.19999999998,257191200.00000003,0.37167236538431014,0.32266703333641344,0.40495460041387216]
[14,44.4,0.2921052631578947,2800,1800,0.315,0.27200000000000002,0.34899999999999998,277830,207155.20000000001,219241799.99999997,0.34959936278404596,0.30086137569697491,0.38293116948196604]
[13,41.1,0.2703947368421053,2800,1800,0.28799999999999998,0.247,0.32,232243.19999999998,170825.2,184320000,0.32728529422920427,0.27901675037966572,0.36054429042263314]
[12,37.799999999999997,0.24868421052631576,2800,1800,0.26200000000000001,0.222,0.29199999999999998,192203.20000000004,137995.20000000001,153475200,0.30470780097744998,0.2571299437450531,0.33775796961926619]
[11,34.5,0.22697368421052633,2800,1800,0.23499999999999999,0.19800000000000001,0.26300000000000001,154630,109771.20000000001,124504200.00000001,0.2818402939238463,0.2351971717069275,0.31452914585493241]
[10,31.2,0.20526315789473684,2800,1800,0.20799999999999999,0.17399999999999999,0.23400000000000001,121139.2,84772.799999999988,98560800.000000015,0.25865066491299832,0.21321391364813264,0.29080547901985809]
[9,27.9,0.18355263157894736,2800,1800,0.182,0.15,0.20499999999999999,92747.199999999997,63000,75644999.999999985,0.23509942421539651,0.1911746750030337,0.26652213278499826]
[8,24.6,0.1618421052631579,2800,1800,0.156,0.127,0.17699999999999999,68140.800000000003,45161.200000000004,56392199.999999993,0.2111369080646609,0.16907263558431498,0.24159691530792224]
[7,21.3,0.14013157894736841,2800,1800,0.13100000000000001,0.104,0.14799999999999999,48050.80000000001,30284.799999999999,39427199.999999993,0.18669889916976226,0.14689910544438392,0.21592259553168386]
[6,18,0.11842105263157894,2800,1800,0.106,8.3000000000000004E-2,0.12,31460.799999999999,19289.200000000004,25920000,0.16169935786465134,0.1246426354434915,0.18935403121603134]
[5,14.7,9.6710526315789469E-2,2800,1800,8.2000000000000003E-2,6.3E-2,9.4E-2,18827.2,11113.2,15904800,0.13601743470386396,0.10228745588510149,0.16168492238675589]
[4,11.4,7.4999999999999997E-2,3300,2000,6.2E-2,4.8000000000000001E-2,7.1999999999999995E-2,12685.199999999999,7603.2,10367999.999999998,0.10947181509058573,7.981045616486343E-2,0.13260130110180007]
[3,8.1,5.3289473684210525E-2,3300,2000,4.2000000000000003E-2,3.3000000000000002E-2,5.0999999999999997E-2,5821.2000000000007,3593.7000000000003,5201999.9999999991,8.176205190719664E-2,5.7174455406455577E-2,0.10157347628052638]
[2,4.5999999999999996,3.0263157894736839E-2,3300,2000,2.1999999999999999E-2,1.7000000000000001E-2,2.5999999999999999E-2,1597.1999999999998,953.70000000000016,1352000,5.0431369761728399E-2,3.2913366203393232E-2,6.5330067982140749E-2]
[1,0,0,0,0,0,0,0,0,0,0,0,0,0]

{"sheet":"風方向荷重","index":4,"n_rows":326,"n_cols":13,"rows_kept":326,"cut":false,"hidden":false,"merged":[[23,3,23,7],[23,8,23,12],[5,0,5,1]]}
["風方向荷重"]
["基準高さ","H (m)",160,null,null,null,"計算途中結果"]
["幅","B (m)",70,null,null,null,null,"南北方向の風","東西方向の風"]
["奥行き","D (m)",36,null,null,null,"Cg",0.42913385826771655,0.42913385826771655]
[null,null,null,null,null,null,"Cg'",9.7005108574428803E-2,0.10293641858716969]
["地表面粗度区分(1〜5)",null,4,null,null,null,"R",0.12498995000283328,0.18795589955372813]
["設計風速","UH (m/s)",49.995405768348952,null,null,null,"SD",0.1995326014550142,0.21369409711648787]
["設計速度圧","qH (N/m2)",1524.7197647445344,null,null,null,"F",0.10324513153789747,9.167262270855249E-2]
["乱れ強さz=H","IH",0.14845596973037611,null,null,null,"FD",2.5404274176516455E-2,2.2501251732584188E-2]
["乱れスケール","LH (m)",230.9401076758503,null,null,null,"fD",0.94401606194462029,0.93492814977167138]
["再現期間","tR(年)",500,null,null,null,"ピークファクターgD",3.278776304140159,3.3268155100273944]
[null,"x軸","y軸","ねじれ",null,null,"ガスト影響係数GD",2.1675954832975619,2.2068806068247504]
["1次固有振動数(Hz)",0.3,0.25,0.33300000000000002,null,null,"RD",1.6627058569405415,1.4727034822685678]
["1次固有周期(sec)",3.3333333333333335,4,3.0030030030030028,null,null,"nD",0.19755413539775163,0.23152233367831357]
["1次減衰定数（構造骨組用）",1.2E-2,1.2E-2,1.2E-2]
["1次減衰定数（居住性用）",8.0000000000000002E-3,8.0000000000000002E-3,8.0000000000000002E-3]
["一般化質量（直線モード）",42423389.153393358,42423389.153393358,26733664473.684212]
["一般化質量（実モード）",50708484.900000006,45741879.600000024,34190574400]
["近似モード指数b",0.85399999999999998,0.97599999999999998,0.78]
[]
[]
[]
["層数",46]
[null,null,null,"南北方向",null,null,null,null,"東西方向"]
["層","ｚ(m)","ΔH","A(m2)","CD","WD (kN)","層せん断力\n(kN)","転倒モーメント\n(×103 kN・m)","A(m2)","CD","WD (kN)","層せん断力\n(kN)","転倒モーメント\n(×103 kN・m)"]
[46,152,4.6999999999999886,328.9999999999992,1.2091834302732867,1314.7898801273366,1314.7898801273366," - ",169.19999999999959,1.0591834302732868,603.03206451134042,603.03206451134042," - "]
[45,147.30000000000001,3.5,245,1.2091834302732867,979.09884690333809,2293.8887270306745,6.1795124365984666,126,1.0591834302732868,449.06643101908435,1052.0984955304248,2.8342507032032933]
[44,143.80000000000001,3.5,245,1.2091834302732867,979.09884690333809,3272.9875739340127,14.208122981205827,126,1.0591834302732868,449.06643101908435,1501.1649265495091,6.5165954375597792]
[43,140.30000000000001,3.5,245,1.2091834302732867,979.09884690333809,4252.0864208373505,25.663579489974872,126,1.0591834302732868,449.06643101908435,1950.2313575685935,11.770672680483061]
[42,136.80000000000001,3.3000000000000114,231.0000000000008,1.2091834302732867,923.15034136600764,5175.236762203358,40.545881962905604,118.80000000000041,1.0591834302732868,423.40549210370961,2373.636849672303,18.59648243197314]
[41,133.5,3.3000000000000114,231.0000000000008,1.2091834302732867,923.15034136600764,6098.3871035693655,57.624163278176745,118.80000000000041,1.0591834302732868,423.40549210370961,2797.0423417760126,26.429484035891765]
[40,130.19999999999999,3.2999999999999829,230.99999999999881,1.2091834302732867,923.15034136599968,7021.5374449353649,77.748840719955709,118.79999999999939,1.0591834302732868,423.40549210370597,3220.4478338797185,35.659723763752645]
[39,126.9,3.3000000000000114,231.0000000000008,1.2058858435922009,920.63280085551594,7942.1702457908805,100.9199142882423,118.80000000000041,1.0558858435922009,422.08729142991359,3642.5351253096319,46.287201615555659]
[38,123.6,3.2999999999999972,230.9999999999998,1.1959133543820462,913.01931014092077,8855.1895559318018,127.12907609935229,118.7999999999999,1.045913354382046,418.10081790621342,4060.6359432158451,58.307567529077481]
[37,120.3,3.2999999999999972,230.9999999999998,1.1858176141915888,905.31172354170928,9760.5012794735103,156.35120163392722,118.7999999999999,1.0358176141915889,414.06507516202345,4474.7010183778684,71.707666141689757]
[36,117,3.2999999999999972,230.9999999999998,1.1755936543208736,897.50624770697186,10658.007527180482,188.56085585618976,118.7999999999999,1.0255936543208737,409.97807697400248,4884.6790953518712,86.474179502336725]
[35,113.7,3.2999999999999972,230.9999999999998,1.1652361589474114,889.59882427531966,11547.606351455801,223.73228069588535,118.7999999999999,1.0152361589474113,405.8376983575892,5290.5167937094602,102.59362051699789]
[34,110.4,3.3000000000000114,231.0000000000008,1.1547394300167695,881.58510307062716,12429.191454526428,261.83938165568946,118.80000000000041,1.0047394300167694,401.64166153211784,5692.1584552415779,120.05232593623909]
[33,107.1,3.2999999999999972,230.9999999999998,1.1440973474173304,873.46041169745661,13302.651866223885,302.85571345562681,118.7999999999999,0.99409734741733047,397.38752000078455,6089.5459752423621,138.83644883853637]
[32,103.8,3.2999999999999972,230.9999999999998,1.1333033236395975,865.21972092577221,14167.871587149657,346.75446461416561,118.7999999999999,0.98330332363959738,393.0726404258549,6482.618615668217,158.93195055683614]
[31,100.5,3.2999999999999972,230.9999999999998,1.1223502519548418,856.85760512792069,15024.729192277578,393.50844085175942,118.7999999999999,0.97235025195484182,388.69418191321131,6871.3127975814286,180.32459198854124]
[30,97.2,3.2999999999999972,230.9999999999998,1.1112304469414034,848.36819687349328,15873.097389151071,443.0900471862754,118.7999999999999,0.96123044694140336,384.2490722379236,7255.5618698193521,202.99992422055996]
[29,93.9,3.3000000000000114,231.0000000000008,1.0999355759276801,839.74513458951628,16712.842523740586,495.47126857047391,118.80000000000041,0.94993557592768019,379.73398043878387,7635.2958502581359,226.9432783909638]
[28,90.6,3.2999999999999972,230.9999999999998,1.0884565795929828,830.98150194320704,17543.824025683793,550.62364889881803,118.7999999999999,0.93845657959298279,375.14528507872052,8010.4411353368569,252.13975469681574]
[27,87.3,3.2999999999999972,230.9999999999998,1.0767835795495935,822.06975728558723,18365.893782969379,608.51826818357461,118.7999999999999,0.92678357954959334,370.47903730101257,8380.9201726378687,278.57421044342732]
[26,84,3.2999999999999972,230.9999999999998,1.0649057701925173,813.00165108420902,19178.895434053589,669.12571766737346,118.7999999999999,0.91490577019251718,365.73091759652539,8746.6510902343944,306.23124701313225]
[25,80.7,3.2999999999999972,230.9999999999998,1.0528112914075545,803.76812874222719,19982.663562795817,732.41607259975024,118.7999999999999,0.90281129140755445,360.89618491914223,9107.5472751535362,335.09519561090576]
[24,77.400000000000006,3.3000000000000114,231.0000000000008,1.0404870778178106,794.35921550574324,20777.022778301562,798.35886235697637,118.80000000000041,0.89048707781781067,355.96961642249511,9463.5168915760314,365.1501016189124]
[23,74.099999999999994,3.2999999999999972,230.9999999999998,1.027918679045295,784.76387924261439,21561.786657544177,866.9230375253718,118.7999999999999,0.87791867904529497,350.94543561005435,9814.4623271860855,396.37970736111345]
[22,70.8,3.2999999999999972,230.9999999999998,1.0150900438560368,774.96986564821123,22336.756523192387,938.07693349526755,118.7999999999999,0.86509004385603672,345.81722604778298,10160.279553233868,428.76743304082754]
[21,67.5,3.2999999999999972,230.9999999999998,1.0019832588825199,764.96349877318846,23101.720021965575,1011.7882300218024,118.7999999999999,0.8519832588825198,340.57782691917544,10500.857380153044,462.29635556649924]
[20,64.2,3.3000000000000043,231.00000000000028,0.98857822963863917,754.7294374945692,23856.449459460146,1088.0239060942888,118.80000000000015,0.83857822963863915,335.21920551192335,10836.076585664967,496.94918492100425]
[19,60.9,3.2999999999999972,230.9999999999998,0.97485228740509244,744.25037539262917,24600.699834852774,1166.7501893105075,118.7999999999999,0.82485228740509242,329.73230007149061,11165.808885736458,532.70823765369869]
[18,57.6,3.3000000000000043,231.00000000000028,0.96077969972759547,733.5066670410796,25334.206501893852,1247.9324987655216,118.80000000000015,0.81077969972759545,324.10682412420823,11489.915709860667,569.55540697662889]
[17,54.3,3.2999999999999972,230.9999999999998,0.94633105389970695,722.47585732738787,26056.682359221239,1331.5353802217714,118.7999999999999,0.79633105389970704,318.33102002631784,11808.246729886985,607.47212881916914]
[16,51,3.2999999999999972,230.9999999999998,0.93147247056950655,711.13208108130618,26767.814440302544,1417.5224320072014,118.7999999999999,0.78147247056950664,312.39134460554186,12120.638074492526,646.4393430277961]
[15,47.7,3.3000000000000043,231.00000000000028,0.91616458635993236,699.44528635698214,27467.259726659526,1505.8562196601995,118.80000000000015,0.76616458635993223,306.27206246651861,12426.910136959044,686.43744867362136]
[14,44.4,3.2999999999999972,230.9999999999998,0.90036121653072354,687.3802134430473,28154.639940102574,1596.498176758176,118.7999999999999,0.75036121653072352,299.95471139380857,12726.864848352852,727.44625212558628]
[13,41.1,3.3000000000000043,231.00000000000028,0.88400756505312184,674.89502834527025,28829.534968447842,1689.4084885605143,118.80000000000015,0.73400756505312181,293.41738683447392,13020.282235187326,769.44490612515062]
[12,37.799999999999997,3.2999999999999972,230.9999999999998,0.86703777901774659,661.93945570074118,29491.474424148582,1784.5459539563924,118.7999999999999,0.71703777901774668,286.63376427973907,13306.915999467064,812.41183750126891]
[11,34.5,3.3000000000000007,231.00000000000006,0.84937152671005101,648.452166311719,30139.926590460302,1881.8678195560826,118.80000000000003,0.69937152671005087,279.5717313606271,13586.487730827692,856.32466029951013]
[10,31.2,3.3000000000000007,231.00000000000006,0.83090907463153441,634.35701870050502,30774.283609160808,1981.3295773046018,118.80000000000003,0.68090907463153438,272.19141990151707,13858.679150729209,901.16006981124144]
[9,27.9,3.2999999999999972,230.9999999999998,0.81152396809990734,619.55747111817971,31393.841080278988,2082.8847132148326,118.7999999999999,0.66152396809990721,264.4422800113764,14123.121430740586,946.89371100864798]
[8,24.6,3.3000000000000007,231.00000000000006,0.79105170931565172,603.92793782152648,31997.769018100513,2186.4843887797529,118.80000000000003,0.64105170931565159,256.25855417383627,14379.379984914423,993.50001173009173]
[7,21.3,3.3000000000000007,231.00000000000006,0.76927137140141277,587.29975232277843,32585.068770423291,2292.0770265394845,118.80000000000003,0.61927137140141264,247.55192751297167,14626.931912427395,1040.9519656803093]
[6,18,3.3000000000000007,231.00000000000006,0.76026837108838663,580.42641730659318,33165.495187729888,2399.6077534818814,118.80000000000003,0.61026837108838672,243.95300435292654,14870.884916780322,1089.2208409913198]
[5,14.7,3.2999999999999989,230.99999999999991,0.76026837108838663,580.42641730659284,33745.921605036478,2509.0538876013902,118.79999999999995,0.61026837108838672,243.9530043529264,15114.837921133249,1138.294761216695]
[4,11.4,3.3000000000000007,231.00000000000006,0.76026837108838663,580.42641730659318,34326.348022343074,2620.4154288980103,118.80000000000003,0.61026837108838672,243.95300435292654,15358.790925486175,1188.1737263564346]
[3,8.1,3.5,245,0.76026837108838663,615.60377593123508,34941.951798274313,2733.6923773717426,126,0.61026837108838672,258.73803491977054,15617.528960405945,1238.8577364105392]
[2,4.5999999999999996,4.5999999999999996,322,0.76026837108838663,809.07924836676602,35751.031046641081,2855.9892086657023,165.6,0.61026837108838672,340.05570303741268,15957.584663443358,1293.5190877719599]
[1,0," - "," - "," - "," - "," - ",3020.4439514802511," - "," - "," - "," - ",1366.9239772237993]
[" "," "," "," "," "," "," "," "," "," "," "," "," "]
[" "," "," "," "," "," "," "," "," "," "," "," "," "]
[" "," "," "," "," "," "," "," "," "," "," "," "," "]
[" "," "," "," "," "," "," "," "," "," "," "," "," "]
[" "," "," "," "," "," "," "," "," "," "," "," "," "]
[" "," "," "," "," "," "," "," "," "," "," "," "," "]
[" "," "," "," "," "," "," "," "," "," "," "," "," "]
[" "," "," "," "," "," "," "," "," "," "," "," "," "]
[" "," "," "," "," "," "," "," "," "," "," "," "," "]
[" "," "," "," "," "," "," "," "," "," "," "," "," "]
[" "," "," "," "," "," "," "," "," "," "," "," "," "]
[" "," "," "," "," "," "," "," "," "," "," "," "," "]
[" "," "," "," "," "," "," "," "," "," "," "," "," "]
[" "," "," "," "," "," "," "," "," "," "," "," "," "]
[" "," "," "," "," "," "," "," "," "," "," "," "," "]
[" "," "," "," "," "," "," "," "," "," "," "," "," "]
[" "," "," "," "," "," "," "," "," "," "," "," "," "]
[" "," "," "," "," "," "," "," "," "," "," "," "," "]
[" "," "," "," "," "," "," "," "," "," "," "," "," "]
[" "," "," "," "," "," "," "," "," "," "," "," "," "]
[" "," "," "," "," "," "," "," "," "," "," "," "," "]
[" "," "," "," "," "," "," "," "," "," "," "," "," "]
[" "," "," "," "," "," "," "," "," "," "," "," "," "]
[" "," "," "," "," "," "," "," "," "," "," "," "," "]
[" "," "," "," "," "," "," "," "," "," "," "," "," "]
[" "," "," "," "," "," "," "," "," "," "," "," "," "]
[" "," "," "," "," "," "," "," "," "," "," "," "," "]
[" "," "," "," "," "," "," "," "," "," "," "," "," "]
[" "," "," "," "," "," "," "," "," "," "," "," "," "]
[" "," "," "," "," "," "," "," "," "," "," "," "," "]
[" "," "," "," "," "," "," "," "," "," "," "," "," "]
[" "," "," "," "," "," "," "," "," "," "," "," "," "]
[" "," "," "," "," "," "," "," "," "," "," "," "," "]
[" "," "," "," "," "," "," "," "," "," "," "," "," "]
[" "," "," "," "," "," "," "," "," "," "," "," "," "]
[" "," "," "," "," "," "," "," "," "," "," "," "," "]
[" "," "," "," "," "," "," "," "," "," "," "," "," "]
[" "," "," "," "," "," "," "," "," "," "," "," "," "]
[" "," "," "," "," "," "," "," "," "," "," "," "," "]
[" "," "," "," "," "," "," "," "," "," "," "," "," "]
[" "," "," "," "," "," "," "," "," "," "," "," "," "]
[" "," "," "," "," "," "," "," "," "," "," "," "," "]
[" "," "," "," "," "," "," "," "," "," "," "," "," "]
[" "," "," "," "," "," "," "," "," "," "," "," "," "]
[" "," "," "," "," "," "," "," "," "," "," "," "," "]
[" "," "," "," "," "," "," "," "," "," "," "," "," "]
[" "," "," "," "," "," "," "," "," "," "," "," "," "]
[" "," "," "," "," "," "," "," "," "," "," "," "," "]
[" "," "," "," "," "," "," "," "," "," "," "," "," "]
[" "," "," "," "," "," "," "," "," "," "," "," "," "]
[" "," "," "," "," "," "," "," "," "," "," "," "," "]
[" "," "," "," "," "," "," "," "," "," "," "," "," "]
[" "," "," "," "," "," "," "," "," "," "," "," "," "]
[" "," "," "," "," "," "," "," "," "," "," "," "," "]
[" "," "," "," "," "," "," "," "," "," "," "," "," "]
[" "," "," "," "," "," "," "," "," "," "," "," "," "]
[" "," "," "," "," "," "," "," "," "," "," "," "," "]
[" "," "," "," "," "," "," "," "," "," "," "," "," "]
[" "," "," "," "," "," "," "," "," "," "," "," "," "]
[" "," "," "," "," "," "," "," "," "," "," "," "," "]
[" "," "," "," "," "," "," "," "," "," "," "," "," "]
[" "," "," "," "," "," "," "," "," "," "," "," "," "]
[" "," "," "," "," "," "," "," "," "," "," "," "," "]
[" "," "," "," "," "," "," "," "," "," "," "," "," "]
[" "," "," "," "," "," "," "," "," "," "," "," "," "]
[" "," "," "," "," "," "," "," "," "," "," "," "," "]
[" "," "," "," "," "," "," "," "," "," "," "," "," "]
[" "," "," "," "," "," "," "," "," "," "," "," "," "]
[" "," "," "," "," "," "," "," "," "," "," "," "," "]
[" "," "," "," "," "," "," "," "," "," "," "," "," "]
[" "," "," "," "," "," "," "," "," "," "," "," "," "]
[" "," "," "," "," "," "," "," "," "," "," "," "," "]
[" "," "," "," "," "," "," "," "," "," "," "," "," "]
[" "," "," "," "," "," "," "," "," "," "," "," "," "]
[" "," "," "," "," "," "," "," "," "," "," "," "," "]
[" "," "," "," "," "," "," "," "," "," "," "," "," "]
[" "," "," "," "," "," "," "," "," "," "," "," "," "]
[" "," "," "," "," "," "," "," "," "," "," "," "," "]
[" "," "," "," "," "," "," "," "," "," "," "," "," "]
[" "," "," "," "," "," "," "," "," "," "," "," "," "]
[" "," "," "," "," "," "," "," "," "," "," "," "," "]
[" "," "," "," "," "," "," "," "," "," "," "," "," "]
[" "," "," "," "," "," "," "," "," "," "," "," "," "]
[" "," "," "," "," "," "," "," "," "," "," "," "," "]
[" "," "," "," "," "," "," "," "," "," "," "," "," "]
[" "," "," "," "," "," "," "," "," "," "," "," "," "]
[" "," "," "," "," "," "," "," "," "," "," "," "," "]
[" "," "," "," "," "," "," "," "," "," "," "," "," "]
[" "," "," "," "," "," "," "," "," "," "," "," "," "]
[" "," "," "," "," "," "," "," "," "," "," "," "," "]
[" "," "," "," "," "," "," "," "," "," "," "," "," "]
[" "," "," "," "," "," "," "," "," "," "," "," "," "]
[" "," "," "," "," "," "," "," "," "," "," "," "," "]
[" "," "," "," "," "," "," "," "," "," "," "," "," "]
[" "," "," "," "," "," "," "," "," "," "," "," "," "]
[" "," "," "," "," "," "," "," "," "," "," "," "," "]
[" "," "," "," "," "," "," "," "," "," "," "," "," "]
[" "," "," "," "," "," "," "," "," "," "," "," "," "]
[" "," "," "," "," "," "," "," "," "," "," "," "," "]
[" "," "," "," "," "," "," "," "," "," "," "," "," "]
[" "," "," "," "," "," "," "," "," "," "," "," "," "]
[" "," "," "," "," "," "," "," "," "," "," "," "," "]
[" "," "," "," "," "," "," "," "," "," "," "," "," "]
[" "," "," "," "," "," "," "," "," "," "," "," "," "]
[" "," "," "," "," "," "," "," "," "," "," "," "," "]
[" "," "," "," "," "," "," "," "," "," "," "," "," "]
[" "," "," "," "," "," "," "," "," "," "," "," "," "]
[" "," "," "," "," "," "," "," "," "," "," "," "," "]
[" "," "," "," "," "," "," "," "," "," "," "," "," "]
[" "," "," "," "," "," "," "," "," "," "," "," "," "]
[" "," "," "," "," "," "," "," "," "," "," "," "," "]
[" "," "," "," "," "," "," "," "," "," "," "," "," "]
[" "," "," "," "," "," "," "," "," "," "," "," "," "]
[" "," "," "," "," "," "," "," "," "," "," "," "," "]
[" "," "," "," "," "," "," "," "," "," "," "," "," "]
[" "," "," "," "," "," "," "," "," "," "," "," "," "]
[" "," "," "," "," "," "," "," "," "," "," "," "," "]
[" "," "," "," "," "," "," "," "," "," "," "," "," "]
[" "," "," "," "," "," "," "," "," "," "," "," "," "]
[" "," "," "," "," "," "," "," "," "," "," "," "," "]
[" "," "," "," "," "," "," "," "," "," "," "," "," "]
[" "," "," "," "," "," "," "," "," "," "," "," "," "]
[" "," "," "," "," "," "," "," "," "," "," "," "," "]
[" "," "," "," "," "," "," "," "," "," "," "," "," "]
[" "," "," "," "," "," "," "," "," "," "," "," "," "]
[" "," "," "," "," "," "," "," "," "," "," "," "," "]
[" "," "," "," "," "," "," "," "," "," "," "," "," "]
[" "," "," "," "," "," "," "," "," "," "," "," "," "]
[" "," "," "," "," "," "," "," "," "," "," "," "," "]
[" "," "," "," "," "," "," "," "," "," "," "," "," "]
[" "," "," "," "," "," "," "," "," "," "," "," "," "]
[" "," "," "," "," "," "," "," "," "," "," "," "," "]
[" "," "," "," "," "," "," "," "," "," "," "," "," "]
[" "," "," "," "," "," "," "," "," "," "," "," "," "]
[" "," "," "," "," "," "," "," "," "," "," "," "," "]
[" "," "," "," "," "," "," "," "," "," "," "," "," "]
[" "," "," "," "," "," "," "," "," "," "," "," "," "]
[" "," "," "," "," "," "," "," "," "," "," "," "," "]
[" "," "," "," "," "," "," "," "," "," "," "," "," "]
[" "," "," "," "," "," "," "," "," "," "," "," "," "]
[" "," "," "," "," "," "," "," "," "," "," "," "," "]
[" "," "," "," "," "," "," "," "," "," "," "," "," "]
[" "," "," "," "," "," "," "," "," "," "," "," "," "]
[" "," "," "," "," "," "," "," "," "," "," "," "," "]
[" "," "," "," "," "," "," "," "," "," "," "," "," "]
[" "," "," "," "," "," "," "," "," "," "," "," "," "]
[" "," "," "," "," "," "," "," "," "," "," "," "," "]
[" "," "," "," "," "," "," "," "," "," "," "," "," "]
[" "," "," "," "," "," "," "," "," "," "," "," "," "]
[" "," "," "," "," "," "," "," "," "," "," "," "," "]
[" "," "," "," "," "," "," "," "," "," "," "," "," "]
[" "," "," "," "," "," "," "," "," "," "," "," "," "]
[" "," "," "," "," "," "," "," "," "," "," "," "," "]
[" "," "," "," "," "," "," "," "," "," "," "," "," "]
[" "," "," "," "," "," "," "," "," "," "," "," "," "]
[" "," "," "," "," "," "," "," "," "," "," "," "," "]
[" "," "," "," "," "," "," "," "," "," "," "," "," "]
[" "," "," "," "," "," "," "," "," "," "," "," "," "]
[" "," "," "," "," "," "," "," "," "," "," "," "," "]
[" "," "," "," "," "," "," "," "," "," "," "," "," "]
[" "," "," "," "," "," "," "," "," "," "," "," "," "]
[" "," "," "," "," "," "," "," "," "," "," "," "," "]
[" "," "," "," "," "," "," "," "," "," "," "," "," "]
[" "," "," "," "," "," "," "," "," "," "," "," "," "]
[" "," "," "," "," "," "," "," "," "," "," "," "," "]
[" "," "," "," "," "," "," "," "," "," "," "," "," "]
[" "," "," "," "," "," "," "," "," "," "," "," "," "]
[" "," "," "," "," "," "," "," "," "," "," "," "," "]
[" "," "," "," "," "," "," "," "," "," "," "," "," "]
[" "," "," "," "," "," "," "," "," "," "," "," "," "]
[" "," "," "," "," "," "," "," "," "," "," "," "," "]
[" "," "," "," "," "," "," "," "," "," "," "," "," "]
[" "," "," "," "," "," "," "," "," "," "," "," "," "]
[" "," "," "," "," "," "," "," "," "," "," "," "," "]
[" "," "," "," "," "," "," "," "," "," "," "," "," "]
[" "," "," "," "," "," "," "," "," "," "," "," "," "]
[" "," "," "," "," "," "," "," "," "," "," "," "," "]
[" "," "," "," "," "," "," "," "," "," "," "," "," "]
[" "," "," "," "," "," "," "," "," "," "," "," "," "]
[" "," "," "," "," "," "," "," "," "," "," "," "," "]
[" "," "," "," "," "," "," "," "," "," "," "," "," "]
[" "," "," "," "," "," "," "," "," "," "," "," "," "]
[" "," "," "," "," "," "," "," "," "," "," "," "," "]
[" "," "," "," "," "," "," "," "," "," "," "," "," "]
[" "," "," "," "," "," "," "," "," "," "," "," "," "]
[" "," "," "," "," "," "," "," "," "," "," "," "," "]
[" "," "," "," "," "," "," "," "," "," "," "," "," "]
[" "," "," "," "," "," "," "," "," "," "," "," "," "]
[" "," "," "," "," "," "," "," "," "," "," "," "," "]
[" "," "," "," "," "," "," "," "," "," "," "," "," "]
[" "," "," "," "," "," "," "," "," "," "," "," "," "]
[" "," "," "," "," "," "," "," "," "," "," "," "," "]
[" "," "," "," "," "," "," "," "," "," "," "," "," "]
[" "," "," "," "," "," "," "," "," "," "," "," "," "]
[" "," "," "," "," "," "," "," "," "," "," "," "," "]
[" "," "," "," "," "," "," "," "," "," "," "," "," "]
[" "," "," "," "," "," "," "," "," "," "," "," "," "]
[" "," "," "," "," "," "," "," "," "," "," "," "," "]
[" "," "," "," "," "," "," "," "," "," "," "," "," "]
[" "," "," "," "," "," "," "," "," "," "," "," "," "]
[" "," "," "," "," "," "," "," "," "," "," "," "," "]
[" "," "," "," "," "," "," "," "," "," "," "," "," "]
[" "," "," "," "," "," "," "," "," "," "," "," "," "]
[" "," "," "," "," "," "," "," "," "," "," "," "," "]
[" "," "," "," "," "," "," "," "," "," "," "," "," "]
[" "," "," "," "," "," "," "," "," "," "," "," "," "]
[" "," "," "," "," "," "," "," "," "," "," "," "," "]
[" "," "," "," "," "," "," "," "," "," "," "," "," "]
[" "," "," "," "," "," "," "," "," "," "," "," "," "]
[" "," "," "," "," "," "," "," "," "," "," "," "," "]
[" "," "," "," "," "," "," "," "," "," "," "," "," "]
[" "," "," "," "," "," "," "," "," "," "," "," "," "]
[" "," "," "," "," "," "," "," "," "," "," "," "," "]
[" "," "," "," "," "," "," "," "," "," "," "," "," "]
[" "," "," "," "," "," "," "," "," "," "," "," "," "]
[" "," "," "," "," "," "," "," "," "," "," "," "," "]
[" "," "," "," "," "," "," "," "," "," "," "," "," "]
[" "," "," "," "," "," "," "," "," "," "," "," "," "]
[" "," "," "," "," "," "," "," "," "," "," "," "," "]
[" "," "," "," "," "," "," "," "," "," "," "," "," "]
[" "," "," "," "," "," "," "," "," "," "," "," "," "]
[" "," "," "," "," "," "," "," "," "," "," "," "," "]
[" "," "," "," "," "," "," "," "," "," "," "," "," "]
[" "," "," "," "," "," "," "," "," "," "," "," "," "]
[" "," "," "," "," "," "," "," "," "," "," "," "," "]
[" "," "," "," "," "," "," "," "," "," "," "," "," "]
[" "," "," "," "," "," "," "," "," "," "," "," "," "]
[" "," "," "," "," "," "," "," "," "," "," "," "," "]
[" "," "," "," "," "," "," "," "," "," "," "," "," "]
[" "," "," "," "," "," "," "," "," "," "," "," "," "]
[" "," "," "," "," "," "," "," "," "," "," "," "," "]
[" "," "," "," "," "," "," "," "," "," "," "," "," "]
[" "," "," "," "," "," "," "," "," "," "," "," "," "]
[" "," "," "," "," "," "," "," "," "," "," "," "," "]
[" "," "," "," "," "," "," "," "," "," "," "," "," "]
[" "," "," "," "," "," "," "," "," "," "," "," "," "]
[" "," "," "," "," "," "," "," "," "," "," "," "," "]
[" "," "," "," "," "," "," "," "," "," "," "," "," "]
[" "," "," "," "," "," "," "," "," "," "," "," "," "]
[" "," "," "," "," "," "," "," "," "," "," "," "," "]
[" "," "," "," "," "," "," "," "," "," "," "," "," "]
[" "," "," "," "," "," "," "," "," "," "," "," "," "]
[" "," "," "," "," "," "," "," "," "," "," "," "," "]
[" "," "," "," "," "," "," "," "," "," "," "," "," "]
[" "," "," "," "," "," "," "," "," "," "," "," "," "]
[" "," "," "," "," "," "," "," "," "," "," "," "," "]
[" "," "," "," "," "," "," "," "," "," "," "," "," "]
[" "," "," "," "," "," "," "," "," "," "," "," "," "]
[" "," "," "," "," "," "," "," "," "," "," "," "," "]
[" "," "," "," "," "," "," "," "," "," "," "," "," "]
[" "," "," "," "," "," "," "," "," "," "," "," "," "]
[" "," "," "," "," "," "," "," "," "," "," "," "," "]
[" "," "," "," "," "," "," "," "," "," "," "," "," "]
[" "," "," "," "," "," "," "," "," "," "," "," "," "]
[" "," "," "," "," "," "," "," "," "," "," "," "," "]

{"sheet":"風直交方向","index":5,"n_rows":326,"n_cols":13,"rows_kept":326,"cut":false,"hidden":false,"merged":[[23,3,23,7],[23,8,23,12],[5,0,5,1]]}
["風直交方向風荷重"]
["基準高さ","H (m)",160,null,null,null,"計算途中結果"]
["幅","B (m)",70,null,null,null,null,"南北方向の風","東西方向の風"]
["奥行き","D (m)",36,null,null,null,"CL'",9.5479472886297365E-2,0.21962019890260631]
[null,null,null,null,null,null,"gL",3.4038087052271928,3.3498165006747027]
["地表面粗度区分(1〜5)",null,4,null,null,null,"RL",2.0340613205994278,4.5233574711849203]
["設計風速","UH (m/s)",49.995405768348952,null,null,null,"FL",3.1078167713583061E-2,6.9111811278406488E-2]
["設計速度圧","qH (N/m2)",1524.7197647445344,null,null,null,"b1",0.31395626968924539,0.49509510339021201]
["乱れ強さz=H","IH",0.14845596973037611,null,null,null,"b2",0.35103345994143054,0.22334053287421932]
["乱れスケール","LH (m)",230.9401076758503,null,null,null,"fs1",7.8703856155480034E-2,7.543111064703005E-2]
["再現期間","tR(年)",500,null,null,null,"fs2",0.70387621962834823,0.44191568404093551]
[null,"ｘ軸","ｙ軸","ねじれ"]
["1次固有振動数(Hz)",0.3,0.25,0.33300000000000002]
["1次固有周期(sec)",3.3333333333333335,4,3.0030030030030028]
["1次減衰定数（構造骨組用）",1.2E-2,1.2E-2,1.2E-2]
["1次減衰定数（居住性用）",8.0000000000000002E-3,8.0000000000000002E-3,8.0000000000000002E-3]
["一般化質量（直線モード）",42423389.153393358,42423389.153393358,26733664473.684212]
["一般化質量（実モード）",50708484.900000006,45741879.600000024,34190574400]
["近似モード指数b",0.85399999999999998,0.97599999999999998,0.78]
[]
[]
[]
["層数",46]
[null,null,null,"南北方向",null,null,null,null,"東西方向"]
["層","ｚ(m)","ΔH","A(m2)","fL","WL (kN)","層せん断力\n(kN)","転倒モーメント\n(×103 kN・m)","A(m2)","fL","WL (kN)","層せん断力\n(kN)","転倒モーメント\n(×103 kN・m)"]
[46,152,4.6999999999999886,328.9999999999992,0.89611408559198391,753.98684915127455,753.98684915127455," - ",169.19999999999959,0.93761746701114623,1206.6882019483626,1206.6882019483626," - "]
[45,147.30000000000001,3.5,245,0.90023287095067661,545.67060116764685,1299.6574503189213,5.6714345491572908,126,0.93832452896671348,871.33678278372611,2078.0249847320888,3.543738191010982]
[44,143.80000000000001,3.5,245,0.90339913485961576,533.8718481085981,1833.5292984275193,12.944521995719603,126,0.93886623841044736,851.02546845733207,2929.0504531894208,8.0925392671272061]
[43,140.30000000000001,3.5,245,0.90665497241295279,522.05006438430325,2355.5793628118226,23.196198581882573,126,0.93942162087558956,830.70475838311791,3759.7552115725384,14.509891811623524]
[42,136.80000000000001,3.3000000000000114,231.0000000000008,0.91000524918108205,481.05000516354676,2836.6293679753694,36.355341822386457,118.80000000000041,0.93999137577679026,764.06730202208337,4523.8225135946213,22.754419581464905]
[41,133.5,3.3000000000000114,231.0000000000008,0.91325530338833771,470.49846774510451,3307.1278357204737,51.283956117248763,118.80000000000041,0.94054241415036033,745.98550103530295,5269.8080146299244,32.115296495783653]
[40,130.19999999999999,3.2999999999999829,230.99999999999881,0.91659875705506999,459.92580524574305,3767.0536409662168,68.674322565527575,118.79999999999939,0.94110758083723656,727.89519877540079,5997.7032134053252,43.028818353661251]
[39,126.9,3.3000000000000114,231.0000000000008,0.9200407659471056,449.33136660212392,4216.3850075683404,88.466743169765053,118.80000000000041,0.94168761025856729,709.79617339833385,6707.499386803659,55.4600953688497]
[38,123.6,3.2999999999999972,230.9999999999998,0.9235869140927474,438.71446333845108,4655.0994709067918,110.6014911462172,118.7999999999999,0.94228329538127242,691.68819134765772,7399.1875781513172,69.374165893825264]
[37,120.3,3.2999999999999972,230.9999999999998,0.92724326193773943,428.07436636209349,5083.1738372688851,135.01881015411655,118.7999999999999,0.94289549409700679,673.57100640670615,8072.7585845580234,84.735994147817664]
[36,117,3.2999999999999972,230.9999999999998,0.93101640140863107,417.41030238920661,5500.5841396580918,161.65891348315799,118.7999999999999,0.94352513649308389,655.44435864578816,8728.2029432038107,101.51046781080497]
[35,113.7,3.2999999999999972,230.9999999999998,0.93491351910225284,406.7214499461175,5907.3055896042097,190.46198319573054,118.7999999999999,0.94417323316919799,637.30797324970865,9365.5109164535188,119.66239547167666]
[34,110.4,3.3000000000000114,231.0000000000008,0.93894246907594381,396.00693488225636,6303.3125244864659,221.36816922002714,118.80000000000041,0.94484088478563089,619.16155920802714,9984.6724756615458,139.15650391737054]
[33,107.1,3.2999999999999972,230.9999999999998,0.94311185703382039,385.26582531856258,6688.5783498050287,254.31758838971035,118.7999999999999,0.94552929306825129,601.00480784740444,10585.67728350895,159.95743524817595]
[32,103.8,3.2999999999999972,230.9999999999998,0.9474311381069761,374.49712594075828,7063.0754757457871,289.25032342528982,118.7999999999999,0.94623977354517663,582.8373911815969,11168.514674690547,182.02974380253252]
[31,100.5,3.2999999999999972,230.9999999999998,0.95191073093436973,363.69977152887884,7426.7752472746661,326.10642185176863,118.7999999999999,0.94697377035241204,564.65896004979766,11733.173634740344,205.3378928724936]
[30,97.2,3.2999999999999972,230.9999999999998,0.95656215139885048,352.87261959242136,7779.647866867087,364.8258948464117,118.7999999999999,0.94773287352495361,546.46914200843969,12279.642776748784,229.84625118849996]
[29,93.9,3.3000000000000114,231.0000000000008,0.96139817020324703,342.01444195279055,8121.6623088198776,405.34871600968268,118.80000000000041,0.94851883929099268,528.26753893423302,12807.910315683017,255.51908914916135]
[28,90.6,3.2999999999999972,230.9999999999998,0.96643299954476303,331.12391508018169,8452.7862239000588,447.61482005143677,118.7999999999999,0.94933361401707594,510.05372428733767,13317.964039970355,282.32057476826702]
[27,87.3,3.2999999999999972,230.9999999999998,0.97168251554471563,320.19960894838653,8772.9858328484461,491.56410138333894,118.7999999999999,0.95017936262110714,491.8272399723549,13809.79127994271,310.2147693071372]
[26,84,3.2999999999999972,230.9999999999998,0.97716452493011163,309.23997411532304,9082.2258069637683,537.13641260714985,118.7999999999999,0.95105850249143964,473.58759272046473,14283.378872663176,339.16562255553703]
[25,80.7,3.2999999999999972,230.9999999999998,0.98289908690575256,298.24332666581108,9380.46913362958,584.27156288693823,118.7999999999999,0.95197374424296122,455.33424989801682,14738.713122561192,369.1369677185175]
[24,77.400000000000006,3.3000000000000114,231.0000000000008,0.98890890443163582,287.20783056054722,9667.6769641901265,632.90931619139019,118.80000000000041,0.9529281410319026,437.06663462333387,15175.779757184526,400.09251585949505]
[23,74.099999999999994,3.2999999999999972,230.9999999999998,0.99521980356402096,276.13147681428421,9943.8084410044103,682.98938939009918,118.7999999999999,0.95392514867879563,418.78412004308677,15594.563877227612,431.99584984132258]
[22,70.8,3.2999999999999972,230.9999999999998,1.0018613256183262,265.01205876630388,10208.820499770714,734.45145018495032,118.7999999999999,0.95496869956991792,400.4860225796192,15995.049899807233,464.8104176966371]
[21,67.5,3.2999999999999972,230.9999999999998,1.0088674653943472,253.84714249233838,10462.667642263053,787.23511485431413,118.7999999999999,0.95606329430506143,382.17159390732445,16377.221493714556,498.49952534588044]
[20,64.2,3.3000000000000043,231.00000000000028,1.016277600666893,242.63403111767758,10705.301673380731,841.2799457835722,118.80000000000015,0.95721411645897225,363.8400113448302,16741.061505059388,533.02632856534854]
[19,60.9,3.2999999999999972,230.9999999999998,1.0241376752763451,231.36972139388953,10936.671394774621,896.5254487502682,118.7999999999999,0.95842717781711517,345.49036625219748,17086.551871311585,568.35382408750502]
[18,57.6,3.3000000000000043,231.00000000000028,1.0325017231024594,220.05085034851186,11156.722245123134,952.91106992559639,118.80000000000015,0.95970950433285995,327.12164988775135,17413.673521199336,604.44483969026123]
[17,54.3,3.2999999999999972,230.9999999999998,1.041433857214801,208.67362903428659,11365.395874157421,1010.3761925455543,118.7999999999999,0.96106937730950448,308.73273598994331,17722.406257189279,641.26202309916755]
[16,51,3.2999999999999972,230.9999999999998,1.0510109045262226,197.23375927688969,11562.62963343431,1068.8601331942789,118.7999999999999,0.96251665071413073,290.322359079384,18012.728616268661,678.767829483887]
[15,47.7,3.3000000000000043,231.00000000000028,1.0613259530527874,185.72632766290306,11748.355961097213,1128.3021376279655,118.80000000000015,0.9640631753816169,271.8890870821308,18284.617703350792,716.9245072742201]
[14,44.4,3.2999999999999972,230.9999999999998,1.0724932167190173,174.14566852001246,11922.501629617225,1188.6413760490232,118.7999999999999,0.96572337640490868,253.43128628867234,18538.048989639465,755.69408194584094]
[13,41.1,3.3000000000000043,231.00000000000028,1.0846548479128424,162.48518380610602,12084.986813423331,1249.8169377148333,118.80000000000015,0.96751505521140724,234.94707576767377,18772.99606540714,795.03833732357771]
[12,37.799999999999997,3.2999999999999972,230.9999999999998,1.0979907082470659,150.73710174676083,12235.723915170092,1311.7678247306769,118.7999999999999,0.96946053003008448,216.43426694888873,18989.430332356027,834.91879380787475]
[11,34.5,3.3000000000000007,231.00000000000006,1.1127327740703363,138.89214611476072,12374.616061284853,1374.4329448274516,118.80000000000003,0.97158830174995114,197.89028181523406,19187.320614171262,875.29668272793606]
[10,31.2,3.3000000000000007,231.00000000000006,1.1291870711408032,126.93907114835014,12501.555132433203,1437.7511028542167,118.80000000000003,0.97393556494349021,179.31203932397457,19366.632653495235,916.13291573017614]
[9,27.9,3.2999999999999972,230.9999999999998,1.1477683743442746,114.86398711653548,12616.419119549739,1501.660990610751,118.7999999999999,0.97655213652399941,160.69579298099512,19527.328446476229,957.38804766720568]
[8,24.6,3.3000000000000007,231.00000000000006,1.1690576874135172,102.64934548091979,12719.068465030659,1566.1011744841226,118.80000000000003,0.97950688456319213,142.0368901434409,19669.36533661967,999.02223076171981]
[7,21.3,3.3000000000000007,231.00000000000006,1.193903005784146,90.272341020395544,12809.340806051056,1631.0100800949676,118.80000000000003,0.98289884541084105,123.32939941135439,19792.694736031026,1040.9951566963209]
[6,18,3.3000000000000007,231.00000000000006,1.2236090542489633,77.702248236949004,12887.043054288004,1696.3259727238699,118.80000000000003,0.98687783573168175,104.56550124031089,19897.260237271337,1083.2659813562896]
[5,14.7,3.2999999999999989,230.99999999999991,1.260329601828674,64.895639132482913,12951.938693420487,1761.9869315068652,118.79999999999995,0.99168631324411494,85.734417512173607,19982.99465478351,1125.7932234354398]
[4,11.4,3.3000000000000007,231.00000000000006,1.3079898063732665,51.786883884268249,13003.725577304755,1827.9308138676508,118.80000000000003,0.99775570333737817,66.820339329055741,20049.814994112567,1168.5346211237274]
[3,8.1,3.5,245,1.3749080506053284,40.585453983227808,13044.311031287982,1894.0952033482222,126,1.0059729314201578,50.694642630418244,20100.509636742983,1211.4469155288332]
[2,4.5999999999999996,4.5999999999999996,322,1.4933094872773343,32.379815560628472,13076.690846848611,1964.4469870768228,165.6,1.0197265981883143,38.262776371221001,20138.772413114206,1257.1020041383413]
[1,0," - "," - "," - "," - "," - ",2057.0853401771483," - "," - "," - "," - ",1317.2547820338448]
[" "," "," "," "," "," "," "," "," "," "," "," "," "]
[" "," "," "," "," "," "," "," "," "," "," "," "," "]
[" "," "," "," "," "," "," "," "," "," "," "," "," "]
[" "," "," "," "," "," "," "," "," "," "," "," "," "]
[" "," "," "," "," "," "," "," "," "," "," "," "," "]
[" "," "," "," "," "," "," "," "," "," "," "," "," "]
[" "," "," "," "," "," "," "," "," "," "," "," "," "]
[" "," "," "," "," "," "," "," "," "," "," "," "," "]
[" "," "," "," "," "," "," "," "," "," "," "," "," "]
[" "," "," "," "," "," "," "," "," "," "," "," "," "]
[" "," "," "," "," "," "," "," "," "," "," "," "," "]
[" "," "," "," "," "," "," "," "," "," "," "," "," "]
[" "," "," "," "," "," "," "," "," "," "," "," "," "]
[" "," "," "," "," "," "," "," "," "," "," "," "," "]
[" "," "," "," "," "," "," "," "," "," "," "," "," "]
[" "," "," "," "," "," "," "," "," "," "," "," "," "]
[" "," "," "," "," "," "," "," "," "," "," "," "," "]
[" "," "," "," "," "," "," "," "," "," "," "," "," "]
[" "," "," "," "," "," "," "," "," "," "," "," "," "]
[" "," "," "," "," "," "," "," "," "," "," "," "," "]
[" "," "," "," "," "," "," "," "," "," "," "," "," "]
[" "," "," "," "," "," "," "," "," "," "," "," "," "]
[" "," "," "," "," "," "," "," "," "," "," "," "," "]
[" "," "," "," "," "," "," "," "," "," "," "," "," "]
[" "," "," "," "," "," "," "," "," "," "," "," "," "]
[" "," "," "," "," "," "," "," "," "," "," "," "," "]
[" "," "," "," "," "," "," "," "," "," "," "," "," "]
[" "," "," "," "," "," "," "," "," "," "," "," "," "]
[" "," "," "," "," "," "," "," "," "," "," "," "," "]
[" "," "," "," "," "," "," "," "," "," "," "," "," "]
[" "," "," "," "," "," "," "," "," "," "," "," "," "]
[" "," "," "," "," "," "," "," "," "," "," "," "," "]
[" "," "," "," "," "," "," "," "," "," "," "," "," "]
[" "," "," "," "," "," "," "," "," "," "," "," "," "]
[" "," "," "," "," "," "," "," "," "," "," "," "," "]
[" "," "," "," "," "," "," "," "," "," "," "," "," "]
[" "," "," "," "," "," "," "," "," "," "," "," "," "]
[" "," "," "," "," "," "," "," "," "," "," "," "," "]
[" "," "," "," "," "," "," "," "," "," "," "," "," "]
[" "," "," "," "," "," "," "," "," "," "," "," "," "]
[" "," "," "," "," "," "," "," "," "," "," "," "," "]
[" "," "," "," "," "," "," "," "," "," "," "," "," "]
[" "," "," "," "," "," "," "," "," "," "," "," "," "]
[" "," "," "," "," "," "," "," "," "," "," "," "," "]
[" "," "," "," "," "," "," "," "," "," "," "," "," "]
[" "," "," "," "," "," "," "," "," "," "," "," "," "]
[" "," "," "," "," "," "," "," "," "," "," "," "," "]
[" "," "," "," "," "," "," "," "," "," "," "," "," "]
[" "," "," "," "," "," "," "," "," "," "," "," "," "]
[" "," "," "," "," "," "," "," "," "," "," "," "," "]
[" "," "," "," "," "," "," "," "," "," "," "," "," "]
[" "," "," "," "," "," "," "," "," "," "," "," "," "]
[" "," "," "," "," "," "," "," "," "," "," "," "," "]
[" "," "," "," "," "," "," "," "," "," "," "," "," "]
[" "," "," "," "," "," "," "," "," "," "," "," "," "]
[" "," "," "," "," "," "," "," "," "," "," "," "," "]
[" "," "," "," "," "," "," "," "," "," "," "," "," "]
[" "," "," "," "," "," "," "," "," "," "," "," "," "]
[" "," "," "," "," "," "," "," "," "," "," "," "," "]
[" "," "," "," "," "," "," "," "," "," "," "," "," "]
[" "," "," "," "," "," "," "," "," "," "," "," "," "]
[" "," "," "," "," "," "," "," "," "," "," "," "," "]
[" "," "," "," "," "," "," "," "," "," "," "," "," "]
[" "," "," "," "," "," "," "," "," "," "," "," "," "]
[" "," "," "," "," "," "," "," "," "," "," "," "," "]
[" "," "," "," "," "," "," "," "," "," "," "," "," "]
[" "," "," "," "," "," "," "," "," "," "," "," "," "]
[" "," "," "," "," "," "," "," "," "," "," "," "," "]
[" "," "," "," "," "," "," "," "," "," "," "," "," "]
[" "," "," "," "," "," "," "," "," "," "," "," "," "]
[" "," "," "," "," "," "," "," "," "," "," "," "," "]
[" "," "," "," "," "," "," "," "," "," "," "," "," "]
[" "," "," "," "," "," "," "," "," "," "," "," "," "]
[" "," "," "," "," "," "," "," "," "," "," "," "," "]
[" "," "," "," "," "," "," "," "," "," "," "," "," "]
[" "," "," "," "," "," "," "," "," "," "," "," "," "]
[" "," "," "," "," "," "," "," "," "," "," "," "," "]
[" "," "," "," "," "," "," "," "," "," "," "," "," "]
[" "," "," "," "," "," "," "," "," "," "," "," "," "]
[" "," "," "," "," "," "," "," "," "," "," "," "," "]
[" "," "," "," "," "," "," "," "," "," "," "," "," "]
[" "," "," "," "," "," "," "," "," "," "," "," "," "]
[" "," "," "," "," "," "," "," "," "," "," "," "," "]
[" "," "," "," "," "," "," "," "," "," "," "," "," "]
[" "," "," "," "," "," "," "," "," "," "," "," "," "]
[" "," "," "," "," "," "," "," "," "," "," "," "," "]
[" "," "," "," "," "," "," "," "," "," "," "," "," "]
[" "," "," "," "," "," "," "," "," "," "," "," "," "]
[" "," "," "," "," "," "," "," "," "," "," "," "," "]
[" "," "," "," "," "," "," "," "," "," "," "," "," "]
[" "," "," "," "," "," "," "," "," "," "," "," "," "]
[" "," "," "," "," "," "," "," "," "," "," "," "," "]
[" "," "," "," "," "," "," "," "," "," "," "," "," "]
[" "," "," "," "," "," "," "," "," "," "," "," "," "]
[" "," "," "," "," "," "," "," "," "," "," "," "," "]
[" "," "," "," "," "," "," "," "," "," "," "," "," "]
[" "," "," "," "," "," "," "," "," "," "," "," "," "]
[" "," "," "," "," "," "," "," "," "," "," "," "," "]
[" "," "," "," "," "," "," "," "," "," "," "," "," "]
[" "," "," "," "," "," "," "," "," "," "," "," "," "]
[" "," "," "," "," "," "," "," "," "," "," "," "," "]
[" "," "," "," "," "," "," "," "," "," "," "," "," "]
[" "," "," "," "," "," "," "," "," "," "," "," "," "]
[" "," "," "," "," "," "," "," "," "," "," "," "," "]
[" "," "," "," "," "," "," "," "," "," "," "," "," "]
[" "," "," "," "," "," "," "," "," "," "," "," "," "]
[" "," "," "," "," "," "," "," "," "," "," "," "," "]
[" "," "," "," "," "," "," "," "," "," "," "," "," "]
[" "," "," "," "," "," "," "," "," "," "," "," "," "]
[" "," "," "," "," "," "," "," "," "," "," "," "," "]
[" "," "," "," "," "," "," "," "," "," "," "," "," "]
[" "," "," "," "," "," "," "," "," "," "," "," "," "]
[" "," "," "," "," "," "," "," "," "," "," "," "," "]
[" "," "," "," "," "," "," "," "," "," "," "," "," "]
[" "," "," "," "," "," "," "," "," "," "," "," "," "]
[" "," "," "," "," "," "," "," "," "," "," "," "," "]
[" "," "," "," "," "," "," "," "," "," "," "," "," "]
[" "," "," "," "," "," "," "," "," "," "," "," "," "]
[" "," "," "," "," "," "," "," "," "," "," "," "," "]
[" "," "," "," "," "," "," "," "," "," "," "," "," "]
[" "," "," "," "," "," "," "," "," "," "," "," "," "]
[" "," "," "," "," "," "," "," "," "," "," "," "," "]
[" "," "," "," "," "," "," "," "," "," "," "," "," "]
[" "," "," "," "," "," "," "," "," "," "," "," "," "]
[" "," "," "," "," "," "," "," "," "," "," "," "," "]
[" "," "," "," "," "," "," "," "," "," "," "," "," "]
[" "," "," "," "," "," "," "," "," "," "," "," "," "]
[" "," "," "," "," "," "," "," "," "," "," "," "," "]
[" "," "," "," "," "," "," "," "," "," "," "," "," "]
[" "," "," "," "," "," "," "," "," "," "," "," "," "]
[" "," "," "," "," "," "," "," "," "," "," "," "," "]
[" "," "," "," "," "," "," "," "," "," "," "," "," "]
[" "," "," "," "," "," "," "," "," "," "," "," "," "]
[" "," "," "," "," "," "," "," "," "," "," "," "," "]
[" "," "," "," "," "," "," "," "," "," "," "," "," "]
[" "," "," "," "," "," "," "," "," "," "," "," "," "]
[" "," "," "," "," "," "," "," "," "," "," "," "," "]
[" "," "," "," "," "," "," "," "," "," "," "," "," "]
[" "," "," "," "," "," "," "," "," "," "," "," "," "]
[" "," "," "," "," "," "," "," "," "," "," "," "," "]
[" "," "," "," "," "," "," "," "," "," "," "," "," "]
[" "," "," "," "," "," "," "," "," "," "," "," "," "]
[" "," "," "," "," "," "," "," "," "," "," "," "," "]
[" "," "," "," "," "," "," "," "," "," "," "," "," "]
[" "," "," "," "," "," "," "," "," "," "," "," "," "]
[" "," "," "," "," "," "," "," "," "," "," "," "," "]
[" "," "," "," "," "," "," "," "," "," "," "," "," "]
[" "," "," "," "," "," "," "," "," "," "," "," "," "]
[" "," "," "," "," "," "," "," "," "," "," "," "," "]
[" "," "," "," "," "," "," "," "," "," "," "," "," "]
[" "," "," "," "," "," "," "," "," "," "," "," "," "]
[" "," "," "," "," "," "," "," "," "," "," "," "," "]
[" "," "," "," "," "," "," "," "," "," "," "," "," "]
[" "," "," "," "," "," "," "," "," "," "," "," "," "]
[" "," "," "," "," "," "," "," "," "," "," "," "," "]
[" "," "," "," "," "," "," "," "," "," "," "," "," "]
[" "," "," "," "," "," "," "," "," "," "," "," "," "]
[" "," "," "," "," "," "," "," "," "," "," "," "," "]
[" "," "," "," "," "," "," "," "," "," "," "," "," "]
[" "," "," "," "," "," "," "," "," "," "," "," "," "]
[" "," "," "," "," "," "," "," "," "," "," "," "," "]
[" "," "," "," "," "," "," "," "," "," "," "," "," "]
[" "," "," "," "," "," "," "," "," "," "," "," "," "]
[" "," "," "," "," "," "," "," "," "," "," "," "," "]
[" "," "," "," "," "," "," "," "," "," "," "," "," "]
[" "," "," "," "," "," "," "," "," "," "," "," "," "]
[" "," "," "," "," "," "," "," "," "," "," "," "," "]
[" "," "," "," "," "," "," "," "," "," "," "," "," "]
[" "," "," "," "," "," "," "," "," "," "," "," "," "]
[" "," "," "," "," "," "," "," "," "," "," "," "," "]
[" "," "," "," "," "," "," "," "," "," "," "," "," "]
[" "," "," "," "," "," "," "," "," "," "," "," "," "]
[" "," "," "," "," "," "," "," "," "," "," "," "," "]
[" "," "," "," "," "," "," "," "," "," "," "," "," "]
[" "," "," "," "," "," "," "," "," "," "," "," "," "]
[" "," "," "," "," "," "," "," "," "," "," "," "," "]
[" "," "," "," "," "," "," "," "," "," "," "," "," "]
[" "," "," "," "," "," "," "," "," "," "," "," "," "]
[" "," "," "," "," "," "," "," "," "," "," "," "," "]
[" "," "," "," "," "," "," "," "," "," "," "," "," "]
[" "," "," "," "," "," "," "," "," "," "," "," "," "]
[" "," "," "," "," "," "," "," "," "," "," "," "," "]
[" "," "," "," "," "," "," "," "," "," "," "," "," "]
[" "," "," "," "," "," "," "," "," "," "," "," "," "]
[" "," "," "," "," "," "," "," "," "," "," "," "," "]
[" "," "," "," "," "," "," "," "," "," "," "," "," "]
[" "," "," "," "," "," "," "," "," "," "," "," "," "]
[" "," "," "," "," "," "," "," "," "," "," "," "," "]
[" "," "," "," "," "," "," "," "," "," "," "," "," "]
[" "," "," "," "," "," "," "," "," "," "," "," "," "]
[" "," "," "," "," "," "," "," "," "," "," "," "," "]
[" "," "," "," "," "," "," "," "," "," "," "," "," "]
[" "," "," "," "," "," "," "," "," "," "," "," "," "]
[" "," "," "," "," "," "," "," "," "," "," "," "," "]
[" "," "," "," "," "," "," "," "," "," "," "," "," "]
[" "," "," "," "," "," "," "," "," "," "," "," "," "]
[" "," "," "," "," "," "," "," "," "," "," "," "," "]
[" "," "," "," "," "," "," "," "," "," "," "," "," "]
[" "," "," "," "," "," "," "," "," "," "," "," "," "]
[" "," "," "," "," "," "," "," "," "," "," "," "," "]
[" "," "," "," "," "," "," "," "," "," "," "," "," "]
[" "," "," "," "," "," "," "," "," "," "," "," "," "]
[" "," "," "," "," "," "," "," "," "," "," "," "," "]
[" "," "," "," "," "," "," "," "," "," "," "," "," "]
[" "," "," "," "," "," "," "," "," "," "," "," "," "]
[" "," "," "," "," "," "," "," "," "," "," "," "," "]
[" "," "," "," "," "," "," "," "," "," "," "," "," "]
[" "," "," "," "," "," "," "," "," "," "," "," "," "]
[" "," "," "," "," "," "," "," "," "," "," "," "," "]
[" "," "," "," "," "," "," "," "," "," "," "," "," "]
[" "," "," "," "," "," "," "," "," "," "," "," "," "]
[" "," "," "," "," "," "," "," "," "," "," "," "," "]
[" "," "," "," "," "," "," "," "," "," "," "," "," "]
[" "," "," "," "," "," "," "," "," "," "," "," "," "]
[" "," "," "," "," "," "," "," "," "," "," "," "," "]
[" "," "," "," "," "," "," "," "," "," "," "," "," "]
[" "," "," "," "," "," "," "," "," "," "," "," "," "]
[" "," "," "," "," "," "," "," "," "," "," "," "," "]
[" "," "," "," "," "," "," "," "," "," "," "," "," "]
[" "," "," "," "," "," "," "," "," "," "," "," "," "]
[" "," "," "," "," "," "," "," "," "," "," "," "," "]
[" "," "," "," "," "," "," "," "," "," "," "," "," "]
[" "," "," "," "," "," "," "," "," "," "," "," "," "]
[" "," "," "," "," "," "," "," "," "," "," "," "," "]
[" "," "," "," "," "," "," "," "," "," "," "," "," "]
[" "," "," "," "," "," "," "," "," "," "," "," "," "]
[" "," "," "," "," "," "," "," "," "," "," "," "," "]
[" "," "," "," "," "," "," "," "," "," "," "," "," "]
[" "," "," "," "," "," "," "," "," "," "," "," "," "]
[" "," "," "," "," "," "," "," "," "," "," "," "," "]
[" "," "," "," "," "," "," "," "," "," "," "," "," "]
[" "," "," "," "," "," "," "," "," "," "," "," "," "]
[" "," "," "," "," "," "," "," "," "," "," "," "," "]
[" "," "," "," "," "," "," "," "," "," "," "," "," "]
[" "," "," "," "," "," "," "," "," "," "," "," "," "]
[" "," "," "," "," "," "," "," "," "," "," "," "," "]
[" "," "," "," "," "," "," "," "," "," "," "," "," "]
[" "," "," "," "," "," "," "," "," "," "," "," "," "]
[" "," "," "," "," "," "," "," "," "," "," "," "," "]
[" "," "," "," "," "," "," "," "," "," "," "," "," "]
[" "," "," "," "," "," "," "," "," "," "," "," "," "]
[" "," "," "," "," "," "," "," "," "," "," "," "," "]
[" "," "," "," "," "," "," "," "," "," "," "," "," "]
[" "," "," "," "," "," "," "," "," "," "," "," "," "]
[" "," "," "," "," "," "," "," "," "," "," "," "," "]
[" "," "," "," "," "," "," "," "," "," "," "," "," "]
[" "," "," "," "," "," "," "," "," "," "," "," "," "]
[" "," "," "," "," "," "," "," "," "," "," "," "," "]
[" "," "," "," "," "," "," "," "," "," "," "," "," "]
[" "," "," "," "," "," "," "," "," "," "," "," "," "]
[" "," "," "," "," "," "," "," "," "," "," "," "," "]
[" "," "," "," "," "," "," "," "," "," "," "," "," "]
[" "," "," "," "," "," "," "," "," "," "," "," "," "]
[" "," "," "," "," "," "," "," "," "," "," "," "," "]
[" "," "," "," "," "," "," "," "," "," "," "," "," "]

{"sheet":"ねじり方向","index":6,"n_rows":326,"n_cols":13,"rows_kept":326,"cut":false,"hidden":false,"merged":[[23,3,23,6],[23,8,23,11],[5,0,5,1]]}
["ねじり方向風荷重"]
["基準高さ","H (m)",160,null,null,null,"計算途中結果"]
["幅","B (m)",70,null,null,null,null,"南北方向の風","東西方向の風"]
["奥行き","D (m)",36,null,null,null,"CT'",3.0579591836734692E-2,0.17123456790123454]
[null,null,null,null,null,null,"RT",1.7576769803651708,5.3769089522738511]
["地表面粗度区分(1〜5)",null,4,null,null,null,"FT",2.6855326055752932E-2,8.2153117266979964E-2]
["設計風速","UH (m/s)",49.995405768348952,null,null,null,"FB",6.7384345998382049E-3,4.328891593776326E-2]
["設計速度圧","qH (N/m2)",1524.7197647445344,null,null,null,"FV",6.7159179155931631E-21,2.2635510496998783E-8]
["乱れ強さz=H","IH",0.14845596973037611,null,null,null,"FW",0.38482617243232464,0.79203305587762329]
["乱れスケール","LH (m)",230.9401076758503,null,null,null,"ｆs＊",4.3489672078618664,3.7379138216670977]
["再現期間","tR(年)",500,null,null,null,"ｆm＊",0.46624284055230286,0.23978203228404146]
[null,"ｘ軸","ｙ軸","ねじれ",null,null,"gT",3.4343316281962211]
["1次固有振動数(Hz)",0.3,0.25,0.33300000000000002,null,null,"lT",1.0993845437193999]
["1次固有周期(sec)",3.3333333333333335,4,3.0030030030030028]
["1次減衰定数（構造骨組用）",1.2E-2,1.2E-2,1.2E-2]
["1次減衰定数（居住性用）",8.0000000000000002E-3,8.0000000000000002E-3,8.0000000000000002E-3]
["一般化質量（直線モード）",42423389.153393358,42423389.153393358,26733664473.684212]
["一般化質量（実モード）",50708484.900000006,45741879.600000024,34190574400]
["近似モード指数b",0.85399999999999998,0.97599999999999998,0.78]
[]
[]
[]
["層数",46]
[null,null,null,"南北方向",null,null,null,null,"東西方向"]
["層","ｚ(m)","ΔH","A(m2)","fT","WT (kN)","層ねじりモーメント\n(kN・m)",null,"A(m2)","fT","WT (kN)","層ねじりモーメント\n(kN・m)"]
[46,152,4.6999999999999886,328.9999999999992,0.86936575664756521,9622.4827221399446,9622.4827221399446," ",169.19999999999959,0.86936575664756521,21016.631868624736,21016.631868624736," "]
[45,147.30000000000001,3.5,245,0.87539389770100551,6971.6200848105354,16594.102806950479," ",126,0.87539389770100551,15251.202785359341,36267.834653984079," "]
[44,143.80000000000001,3.5,245,0.88003747083772932,6826.7102661166118,23420.813073067089," ",126,0.88003747083772932,14952.405494492174,51220.240148476252," "]
[43,140.30000000000001,3.5,245,0.88482102052677714,6681.4481041082654,30102.261177175355," ",126,0.88482102052677714,14652.449302629348,65872.689451105602," "]
[42,136.80000000000001,3.3000000000000114,231.0000000000008,0.88975241967353502,6162.3461771302782,36264.607354305634," ",118.80000000000041,0.88975241967353502,13531.222870174159,79403.912321279757," "]
[41,133.5,3.3000000000000114,231.0000000000008,0.89454509910100244,6032.5620582066067,42297.169412512238," ",118.80000000000041,0.89454509910100244,13262.438309844119,92666.350631123874," "]
[40,130.19999999999999,3.2999999999999829,230.99999999999881,0.89948453870411393,5902.4515245351495,48199.620937047388," ",118.79999999999939,0.89948453870411393,12992.585245650467,105658.93587677434," "]
[39,126.9,3.3000000000000114,231.0000000000008,0.9045791270879715,5772.0033957245596,53971.624332771949," ",118.80000000000041,0.9045791270879715,12721.628846688851,118380.56472346319," "]
[38,123.6,3.2999999999999972,230.9999999999998,0.90983796673268935,5641.2058124459536,59612.8301452179," ",118.7999999999999,0.90983796673268935,12449.53222280642,130830.09694626961," "]
[37,120.3,3.2999999999999972,230.9999999999998,0.91527095577661821,5510.0461761191991,65122.876321337098," ",118.7999999999999,0.91527095577661821,12176.256244830505,143006.35319110012," "]
[36,117,3.2999999999999972,230.9999999999998,0.9208888817130696,5378.511081444668,70501.387402781766," ",118.7999999999999,0.9208888817130696,11901.759343740094,154908.11253484021," "]
[35,113.7,3.2999999999999972,230.9999999999998,0.92670352912793674,5246.5862407080795,75747.973643489851," ",118.7999999999999,0.92670352912793674,11625.997285653069,166534.10982049329," "]
[34,110.4,3.3000000000000114,231.0000000000008,0.93272780405964451,5114.2563985867282,80862.230042076582," ",118.80000000000041,0.93272780405964451,11348.922918927246,177883.03273942054," "]
[33,107.1,3.2999999999999972,230.9999999999998,0.93897587813056593,4981.5052359458323,85843.735278022417," ",118.7999999999999,0.93897587813056593,11070.48588898072,188953.51862840125," "]
[32,103.8,3.2999999999999972,230.9999999999998,0.9454633563133793,4848.3152608197015,90692.050538842115," ",118.7999999999999,0.9454633563133793,10790.632315588198,199744.15094398946," "]
[31,100.5,3.2999999999999972,230.9999999999998,0.95220747310064735,4714.6676844080739,95406.718223250195," ",118.7999999999999,0.95220747310064735,10509.304426360794,210253.45537035025," "]
[30,97.2,3.2999999999999972,230.9999999999998,0.95922732300006153,4580.5422794690548,99987.260502719248," ",118.7999999999999,0.95922732300006153,10226.440138823553,220479.8955091738," "]
[29,93.9,3.3000000000000114,231.0000000000008,0.96654413276107676,4445.9172179263651,104433.17772064562," ",118.80000000000041,0.96654413276107676,9941.9725818850056,230421.8680910588," "]
[28,90.6,3.2999999999999972,230.9999999999998,0.97418158466012061,4310.7688838015383,108743.94660444715," ",118.7999999999999,0.97418158466012061,9655.8295454627532,240077.69763652157," "]
[27,87.3,3.2999999999999972,230.9999999999998,0.98216620268180976,4175.0716566857545,112919.01826113291," ",118.7999999999999,0.98216620268180976,9367.932844459554,249445.63048098111," "]
[26,84,3.2999999999999972,230.9999999999998,0.99052781674288026,4038.797659820078,116957.81592095298," ",118.7999999999999,0.99052781674288026,9078.1975800037108,258523.82806098482," "]
[25,80.7,3.2999999999999972,230.9999999999998,0.99930012451062322,3901.916465379526,120859.73238633251," ",118.7999999999999,0.99930012451062322,8786.531276653348,267310.35933763819," "]
[24,77.400000000000006,3.3000000000000114,231.0000000000008,1.0085213762926624,3764.3947476382991,124624.12713397082," ",118.80000000000041,1.0085213762926624,8492.8328687872909,275803.19220642548," "]
[23,74.099999999999994,3.2999999999999972,230.9999999999998,1.0182352165340147,3626.1958721771007,128250.32300614793," ",118.7999999999999,1.0182352165340147,8196.9915022294244,284000.18370865489," "]
[22,70.8,3.2999999999999972,230.9999999999998,1.0284917265523239,3487.2794059543285,131737.60241210225," ",118.7999999999999,1.0284917265523239,7898.8851076453229,291899.06881630019," "]
[21,67.5,3.2999999999999972,230.9999999999998,1.0393487286174594,3347.6005285796723,135085.20294068192," ",118.7999999999999,1.0393487286174594,7598.3786895046323,299497.44750580483," "]
[20,64.2,3.3000000000000043,231.00000000000028,1.0508734333753329,3207.1093190379297,138292.31225971985," ",118.80000000000015,1.0508734333753329,7295.3222571127062,306792.76976291754," "]
[19,60.9,3.2999999999999972,230.9999999999998,1.0631445440728715,3065.7498837168891,141358.06214343675," ",118.7999999999999,1.0631445440728715,6989.54830042702,313782.31806334457," "]
[18,57.6,3.3000000000000043,231.00000000000028,1.0762549770111696,2923.4592798571166,144281.52142329386," ",118.80000000000015,1.0762549770111696,6680.8686801683489,320463.18674351292," "]
[17,54.3,3.2999999999999972,230.9999999999998,1.0903154260956525,2780.1661718576083,147061.68759515148," ",118.7999999999999,1.0903154260956525,6369.0707546135882,326832.25749812654," "]
[16,51,3.2999999999999972,230.9999999999998,1.1054591033692573,2635.78913372446,149697.47672887595," ",118.7999999999999,1.1054591033692573,6053.9124973754097,332886.16999550193," "]
[15,47.7,3.3000000000000043,231.00000000000028,1.1218481491551611,2490.2344752896529,152187.71120416559," ",118.80000000000015,1.1218481491551611,5735.1162601156575,338621.28625561757," "]
[14,44.4,3.2999999999999972,230.9999999999998,1.139682463443586,2343.3934159741339,154531.10462013973," ",118.7999999999999,1.139682463443586,5412.3606828693992,344033.64693848696," "]
[13,41.1,3.3000000000000043,231.00000000000028,1.1592121337452856,2195.1383464618539,156726.24296660157," ",118.80000000000015,1.1592121337452856,5085.2700208340775,349118.91695932101," "]
[12,37.799999999999997,3.2999999999999972,230.9999999999998,1.180755353145857,2045.3177857260418,158771.56075232761," ",118.7999999999999,1.180755353145857,4753.3997846102375,353872.31674393127," "]
[11,34.5,3.3000000000000007,231.00000000000006,1.2047249875023367,1893.7494219674563,160665.31017429507," ",118.80000000000003,1.2047249875023367,4416.2169798710183,358288.53372380231," "]
[10,31.2,3.3000000000000007,231.00000000000006,1.2316692771286601,1740.2102517212104,162405.52042601627," ",118.80000000000003,1.2316692771286601,4073.0721899488244,362361.60591375112," "]
[9,27.9,3.2999999999999972,230.9999999999998,1.2623366586400295,1584.4221623682186,163989.9425883845," ",118.7999999999999,1.2623366586400295,3723.1588859896847,366084.76479974081," "]
[8,24.6,3.3000000000000007,231.00000000000006,1.2977839403341143,1426.0300430121326,165415.97263139664," ",118.80000000000003,1.2977839403341143,3365.4518566625952,369450.21665640338," "]
[7,21.3,3.3000000000000007,231.00000000000006,1.3395675125605491,1264.5669789131457,166680.53961030979," ",118.80000000000003,1.3395675125605491,2998.6096576858354,372448.82631408924," "]
[6,18,3.3000000000000007,231.00000000000006,1.390106800811308,1099.3955911271453,167779.93520143692," ",118.80000000000003,1.390106800811308,2620.8108432661047,375069.63715735532," "]
[5,14.7,3.2999999999999989,230.99999999999991,1.4534440070182491,929.60139387152583,168709.53659530845," ",118.79999999999995,1.4534440070182491,2229.4575144447649,377299.09467180009," "]
[4,11.4,3.3000000000000007,231.00000000000006,1.537053739530907,753.77784942786832,169463.31444473632," ",118.80000000000003,1.537053739530907,1820.5806650559323,379119.67533685605," "]
[3,8.1,3.5,245,1.6570721374586894,604.03926578492622,170067.35371052125," ",126,1.6570721374586894,1471.5427252604816,380591.21806211653," "]
[2,4.5999999999999996,4.5999999999999996,322,1.8767282707469262,500.85809593104148,170568.21180645228," ",165.6,1.8767282707469262,1235.2029838055616,381826.42104592209," "]
[1,0," - "," - "," - "," - "," - "," "," - "," - "," - "," - "," "]
[" "," "," "," "," "," "," "," "," "," "," "," "," "]
[" "," "," "," "," "," "," "," "," "," "," "," "," "]
[" "," "," "," "," "," "," "," "," "," "," "," "," "]
[" "," "," "," "," "," "," "," "," "," "," "," "," "]
[" "," "," "," "," "," "," "," "," "," "," "," "," "]
[" "," "," "," "," "," "," "," "," "," "," "," "," "]
[" "," "," "," "," "," "," "," "," "," "," "," "," "]
[" "," "," "," "," "," "," "," "," "," "," "," "," "]
[" "," "," "," "," "," "," "," "," "," "," "," "," "]
[" "," "," "," "," "," "," "," "," "," "," "," "," "]
[" "," "," "," "," "," "," "," "," "," "," "," "," "]
[" "," "," "," "," "," "," "," "," "," "," "," "," "]
[" "," "," "," "," "," "," "," "," "," "," "," "," "]
[" "," "," "," "," "," "," "," "," "," "," "," "," "]
[" "," "," "," "," "," "," "," "," "," "," "," "," "]
[" "," "," "," "," "," "," "," "," "," "," "," "," "]
[" "," "," "," "," "," "," "," "," "," "," "," "," "]
[" "," "," "," "," "," "," "," "," "," "," "," "," "]
[" "," "," "," "," "," "," "," "," "," "," "," "," "]
[" "," "," "," "," "," "," "," "," "," "," "," "," "]
[" "," "," "," "," "," "," "," "," "," "," "," "," "]
[" "," "," "," "," "," "," "," "," "," "," "," "," "]
[" "," "," "," "," "," "," "," "," "," "," "," "," "]
[" "," "," "," "," "," "," "," "," "," "," "," "," "]
[" "," "," "," "," "," "," "," "," "," "," "," "," "]
[" "," "," "," "," "," "," "," "," "," "," "," "," "]
[" "," "," "," "," "," "," "," "," "," "," "," "," "]
[" "," "," "," "," "," "," "," "," "," "," "," "," "]
[" "," "," "," "," "," "," "," "," "," "," "," "," "]
[" "," "," "," "," "," "," "," "," "," "," "," "," "]
[" "," "," "," "," "," "," "," "," "," "," "," "," "]
[" "," "," "," "," "," "," "," "," "," "," "," "," "]
[" "," "," "," "," "," "," "," "," "," "," "," "," "]
[" "," "," "," "," "," "," "," "," "," "," "," "," "]
[" "," "," "," "," "," "," "," "," "," "," "," "," "]
[" "," "," "," "," "," "," "," "," "," "," "," "," "]
[" "," "," "," "," "," "," "," "," "," "," "," "," "]
[" "," "," "," "," "," "," "," "," "," "," "," "," "]
[" "," "," "," "," "," "," "," "," "," "," "," "," "]
[" "," "," "," "," "," "," "," "," "," "," "," "," "]
[" "," "," "," "," "," "," "," "," "," "," "," "," "]
[" "," "," "," "," "," "," "," "," "," "," "," "," "]
[" "," "," "," "," "," "," "," "," "," "," "," "," "]
[" "," "," "," "," "," "," "," "," "," "," "," "," "]
[" "," "," "," "," "," "," "," "," "," "," "," "," "]
[" "," "," "," "," "," "," "," "," "," "," "," "," "]
[" "," "," "," "," "," "," "," "," "," "," "," "," "]
[" "," "," "," "," "," "," "," "," "," "," "," "," "]
[" "," "," "," "," "," "," "," "," "," "," "," "," "]
[" "," "," "," "," "," "," "," "," "," "," "," "," "]
[" "," "," "," "," "," "," "," "," "," "," "," "," "]
[" "," "," "," "," "," "," "," "," "," "," "," "," "]
[" "," "," "," "," "," "," "," "," "," "," "," "," "]
[" "," "," "," "," "," "," "," "," "," "," "," "," "]
[" "," "," "," "," "," "," "," "," "," "," "," "," "]
[" "," "," "," "," "," "," "," "," "," "," "," "," "]
[" "," "," "," "," "," "," "," "," "," "," "," "," "]
[" "," "," "," "," "," "," "," "," "," "," "," "," "]
[" "," "," "," "," "," "," "," "," "," "," "," "," "]
[" "," "," "," "," "," "," "," "," "," "," "," "," "]
[" "," "," "," "," "," "," "," "," "," "," "," "," "]
[" "," "," "," "," "," "," "," "," "," "," "," "," "]
[" "," "," "," "," "," "," "," "," "," "," "," "," "]
[" "," "," "," "," "," "," "," "," "," "," "," "," "]
[" "," "," "," "," "," "," "," "," "," "," "," "," "]
[" "," "," "," "," "," "," "," "," "," "," "," "," "]
[" "," "," "," "," "," "," "," "," "," "," "," "," "]
[" "," "," "," "," "," "," "," "," "," "," "," "," "]
[" "," "," "," "," "," "," "," "," "," "," "," "," "]
[" "," "," "," "," "," "," "," "," "," "," "," "," "]
[" "," "," "," "," "," "," "," "," "," "," "," "," "]
[" "," "," "," "," "," "," "," "," "," "," "," "," "]
[" "," "," "," "," "," "," "," "," "," "," "," "," "]
[" "," "," "," "," "," "," "," "," "," "," "," "," "]
[" "," "," "," "," "," "," "," "," "," "," "," "," "]
[" "," "," "," "," "," "," "," "," "," "," "," "," "]
[" "," "," "," "," "," "," "," "," "," "," "," "," "]
[" "," "," "," "," "," "," "," "," "," "," "," "," "]
[" "," "," "," "," "," "," "," "," "," "," "," "," "]
[" "," "," "," "," "," "," "," "," "," "," "," "," "]
[" "," "," "," "," "," "," "," "," "," "," "," "," "]
[" "," "," "," "," "," "," "," "," "," "," "," "," "]
[" "," "," "," "," "," "," "," "," "," "," "," "," "]
[" "," "," "," "," "," "," "," "," "," "," "," "," "]
[" "," "," "," "," "," "," "," "," "," "," "," "," "]
[" "," "," "," "," "," "," "," "," "," "," "," "," "]
[" "," "," "," "," "," "," "," "," "," "," "," "," "]
[" "," "," "," "," "," "," "," "," "," "," "," "," "]
[" "," "," "," "," "," "," "," "," "," "," "," "," "]
[" "," "," "," "," "," "," "," "," "," "," "," "," "]
[" "," "," "," "," "," "," "," "," "," "," "," "," "]
[" "," "," "," "," "," "," "," "," "," "," "," "," "]
[" "," "," "," "," "," "," "," "," "," "," "," "," "]
[" "," "," "," "," "," "," "," "," "," "," "," "," "]
[" "," "," "," "," "," "," "," "," "," "," "," "," "]
[" "," "," "," "," "," "," "," "," "," "," "," "," "]
[" "," "," "," "," "," "," "," "," "," "," "," "," "]
[" "," "," "," "," "," "," "," "," "," "," "," "," "]
[" "," "," "," "," "," "," "," "," "," "," "," "," "]
[" "," "," "," "," "," "," "," "," "," "," "," "," "]
[" "," "," "," "," "," "," "," "," "," "," "," "," "]
[" "," "," "," "," "," "," "," "," "," "," "," "," "]
[" "," "," "," "," "," "," "," "," "," "," "," "," "]
[" "," "," "," "," "," "," "," "," "," "," "," "," "]
[" "," "," "," "," "," "," "," "," "," "," "," "," "]
[" "," "," "," "," "," "," "," "," "," "," "," "," "]
[" "," "," "," "," "," "," "," "," "," "," "," "," "]
[" "," "," "," "," "," "," "," "," "," "," "," "," "]
[" "," "," "," "," "," "," "," "," "," "," "," "," "]
[" "," "," "," "," "," "," "," "," "," "," "," "," "]
[" "," "," "," "," "," "," "," "," "," "," "," "," "]
[" "," "," "," "," "," "," "," "," "," "," "," "," "]
[" "," "," "," "," "," "," "," "," "," "," "," "," "]
[" "," "," "," "," "," "," "," "," "," "," "," "," "]
[" "," "," "," "," "," "," "," "," "," "," "," "," "]
[" "," "," "," "," "," "," "," "," "," "," "," "," "]
[" "," "," "," "," "," "," "," "," "," "," "," "," "]
[" "," "," "," "," "," "," "," "," "," "," "," "," "]
[" "," "," "," "," "," "," "," "," "," "," "," "," "]
[" "," "," "," "," "," "," "," "," "," "," "," "," "]
[" "," "," "," "," "," "," "," "," "," "," "," "," "]
[" "," "," "," "," "," "," "," "," "," "," "," "," "]
[" "," "," "," "," "," "," "," "," "," "," "," "," "]
[" "," "," "," "," "," "," "," "," "," "," "," "," "]
[" "," "," "," "," "," "," "," "," "," "," "," "," "]
[" "," "," "," "," "," "," "," "," "," "," "," "," "]
[" "," "," "," "," "," "," "," "," "," "," "," "," "]
[" "," "," "," "," "," "," "," "," "," "," "," "," "]
[" "," "," "," "," "," "," "," "," "," "," "," "," "]
[" "," "," "," "," "," "," "," "," "," "," "," "," "]
[" "," "," "," "," "," "," "," "," "," "," "," "," "]
[" "," "," "," "," "," "," "," "," "," "," "," "," "]
[" "," "," "," "," "," "," "," "," "," "," "," "," "]
[" "," "," "," "," "," "," "," "," "," "," "," "," "]
[" "," "," "," "," "," "," "," "," "," "," "," "," "]
[" "," "," "," "," "," "," "," "," "," "," "," "," "]
[" "," "," "," "," "," "," "," "," "," "," "," "," "]
[" "," "," "," "," "," "," "," "," "," "," "," "," "]
[" "," "," "," "," "," "," "," "," "," "," "," "," "]
[" "," "," "," "," "," "," "," "," "," "," "," "," "]
[" "," "," "," "," "," "," "," "," "," "," "," "," "]
[" "," "," "," "," "," "," "," "," "," "," "," "," "]
[" "," "," "," "," "," "," "," "," "," "," "," "," "]
[" "," "," "," "," "," "," "," "," "," "," "," "," "]
[" "," "," "," "," "," "," "," "," "," "," "," "," "]
[" "," "," "," "," "," "," "," "," "," "," "," "," "]
[" "," "," "," "," "," "," "," "," "," "," "," "," "]
[" "," "," "," "," "," "," "," "," "," "," "," "," "]
[" "," "," "," "," "," "," "," "," "," "," "," "," "]
[" "," "," "," "," "," "," "," "," "," "," "," "," "]
[" "," "," "," "," "," "," "," "," "," "," "," "," "]
[" "," "," "," "," "," "," "," "," "," "," "," "," "]
[" "," "," "," "," "," "," "," "," "," "," "," "," "]
[" "," "," "," "," "," "," "," "," "," "," "," "," "]
[" "," "," "," "," "," "," "," "," "," "," "," "," "]
[" "," "," "," "," "," "," "," "," "," "," "," "," "]
[" "," "," "," "," "," "," "," "," "," "," "," "," "]
[" "," "," "," "," "," "," "," "," "," "," "," "," "]
[" "," "," "," "," "," "," "," "," "," "," "," "," "]
[" "," "," "," "," "," "," "," "," "," "," "," "," "]
[" "," "," "," "," "," "," "," "," "," "," "," "," "]
[" "," "," "," "," "," "," "," "," "," "," "," "," "]
[" "," "," "," "," "," "," "," "," "," "," "," "," "]
[" "," "," "," "," "," "," "," "," "," "," "," "," "]
[" "," "," "," "," "," "," "," "," "," "," "," "," "]
[" "," "," "," "," "," "," "," "," "," "," "," "," "]
[" "," "," "," "," "," "," "," "," "," "," "," "," "]
[" "," "," "," "," "," "," "," "," "," "," "," "," "]
[" "," "," "," "," "," "," "," "," "," "," "," "," "]
[" "," "," "," "," "," "," "," "," "," "," "," "," "]
[" "," "," "," "," "," "," "," "," "," "," "," "," "]
[" "," "," "," "," "," "," "," "," "," "," "," "," "]
[" "," "," "," "," "," "," "," "," "," "," "," "," "]
[" "," "," "," "," "," "," "," "," "," "," "," "," "]
[" "," "," "," "," "," "," "," "," "," "," "," "," "]
[" "," "," "," "," "," "," "," "," "," "," "," "," "]
[" "," "," "," "," "," "," "," "," "," "," "," "," "]
[" "," "," "," "," "," "," "," "," "," "," "," "," "]
[" "," "," "," "," "," "," "," "," "," "," "," "," "]
[" "," "," "," "," "," "," "," "," "," "," "," "," "]
[" "," "," "," "," "," "," "," "," "," "," "," "," "]
[" "," "," "," "," "," "," "," "," "," "," "," "," "]
[" "," "," "," "," "," "," "," "," "," "," "," "," "]
[" "," "," "," "," "," "," "," "," "," "," "," "," "]
[" "," "," "," "," "," "," "," "," "," "," "," "," "]
[" "," "," "," "," "," "," "," "," "," "," "," "," "]
[" "," "," "," "," "," "," "," "," "," "," "," "," "]
[" "," "," "," "," "," "," "," "," "," "," "," "," "]
[" "," "," "," "," "," "," "," "," "," "," "," "," "]
[" "," "," "," "," "," "," "," "," "," "," "," "," "]
[" "," "," "," "," "," "," "," "," "," "," "," "," "]
[" "," "," "," "," "," "," "," "," "," "," "," "," "]
[" "," "," "," "," "," "," "," "," "," "," "," "," "]
[" "," "," "," "," "," "," "," "," "," "," "," "," "]
[" "," "," "," "," "," "," "," "," "," "," "," "," "]
[" "," "," "," "," "," "," "," "," "," "," "," "," "]
[" "," "," "," "," "," "," "," "," "," "," "," "," "]
[" "," "," "," "," "," "," "," "," "," "," "," "," "]
[" "," "," "," "," "," "," "," "," "," "," "," "," "]
[" "," "," "," "," "," "," "," "," "," "," "," "," "]
[" "," "," "," "," "," "," "," "," "," "," "," "," "]
[" "," "," "," "," "," "," "," "," "," "," "," "," "]
[" "," "," "," "," "," "," "," "," "," "," "," "," "]
[" "," "," "," "," "," "," "," "," "," "," "," "," "]
[" "," "," "," "," "," "," "," "," "," "," "," "," "]
[" "," "," "," "," "," "," "," "," "," "," "," "," "]
[" "," "," "," "," "," "," "," "," "," "," "," "," "]
[" "," "," "," "," "," "," "," "," "," "," "," "," "]
[" "," "," "," "," "," "," "," "," "," "," "," "," "]
[" "," "," "," "," "," "," "," "," "," "," "," "," "]
[" "," "," "," "," "," "," "," "," "," "," "," "," "]
[" "," "," "," "," "," "," "," "," "," "," "," "," "]
[" "," "," "," "," "," "," "," "," "," "," "," "," "]
[" "," "," "," "," "," "," "," "," "," "," "," "," "]
[" "," "," "," "," "," "," "," "," "," "," "," "," "]
[" "," "," "," "," "," "," "," "," "," "," "," "," "]
[" "," "," "," "," "," "," "," "," "," "," "," "," "]
[" "," "," "," "," "," "," "," "," "," "," "," "," "]
[" "," "," "," "," "," "," "," "," "," "," "," "," "]
[" "," "," "," "," "," "," "," "," "," "," "," "," "]
[" "," "," "," "," "," "," "," "," "," "," "," "," "]
[" "," "," "," "," "," "," "," "," "," "," "," "," "]
[" "," "," "," "," "," "," "," "," "," "," "," "," "]
[" "," "," "," "," "," "," "," "," "," "," "," "," "]
[" "," "," "," "," "," "," "," "," "," "," "," "," "]
[" "," "," "," "," "," "," "," "," "," "," "," "," "]
[" "," "," "," "," "," "," "," "," "," "," "," "," "]
[" "," "," "," "," "," "," "," "," "," "," "," "," "]
[" "," "," "," "," "," "," "," "," "," "," "," "," "]
[" "," "," "," "," "," "," "," "," "," "," "," "," "]
[" "," "," "," "," "," "," "," "," "," "," "," "," "]
[" "," "," "," "," "," "," "," "," "," "," "," "," "]
[" "," "," "," "," "," "," "," "," "," "," "," "," "]
[" "," "," "," "," "," "," "," "," "," "," "," "," "]
[" "," "," "," "," "," "," "," "," "," "," "," "," "]
[" "," "," "," "," "," "," "," "," "," "," "," "," "]
[" "," "," "," "," "," "," "," "," "," "," "," "," "]
[" "," "," "," "," "," "," "," "," "," "," "," "," "]
[" "," "," "," "," "," "," "," "," "," "," "," "," "]
[" "," "," "," "," "," "," "," "," "," "," "," "," "]
[" "," "," "," "," "," "," "," "," "," "," "," "," "]
[" "," "," "," "," "," "," "," "," "," "," "," "," "]
[" "," "," "," "," "," "," "," "," "," "," "," "," "]
[" "," "," "," "," "," "," "," "," "," "," "," "," "]
[" "," "," "," "," "," "," "," "," "," "," "," "," "]
[" "," "," "," "," "," "," "," "," "," "," "," "," "]
[" "," "," "," "," "," "," "," "," "," "," "," "," "]
[" "," "," "," "," "," "," "," "," "," "," "," "," "]
[" "," "," "," "," "," "," "," "," "," "," "," "," "]
[" "," "," "," "," "," "," "," "," "," "," "," "," "]
[" "," "," "," "," "," "," "," "," "," "," "," "," "]
[" "," "," "," "," "," "," "," "," "," "," "," "," "]
[" "," "," "," "," "," "," "," "," "," "," "," "," "]
[" "," "," "," "," "," "," "," "," "," "," "," "," "]
[" "," "," "," "," "," "," "," "," "," "," "," "," "]

{"sheet":"荷重の組合せ","index":7,"n_rows":49,"n_cols":8,"rows_kept":49,"cut":false,"hidden":false,"merged":[[5,0,5,1],[24,3,24,4],[22,3,22,4],[22,5,22,6],[23,5,23,6],[25,5,25,6],[29,3,29,4],[29,5,29,6],[36,1,37,1],[36,2,37,2],[30,5,30,6],[31,3,31,4],[32,5,32,6],[36,3,36,5],[38,1,42,1],[43,1,45,1],[46,1,48,1],[22,1,22,2],[23,1,23,2],[30,1,30,2],[29,1,29,2]]}
["荷重の組合せ"]
["基準高さ","H (m)",160]
["幅","B (m)",70,null,null,"計算途中の結果"]
["奥行き","D (m)",36,null,null,null,"南北方向","東西方向"]
[null,null,null,null,null,"振動数比 x",1.1100000000000001,1.3320000000000001]
["地表面粗度区分(1〜5)",null,4,null,null,"rLT",0.21666666666666667,0.59714285714285709]
["設計風速","UH (m/s)",49.995405768348952]
["設計速度圧","qH (N/m2)",1524.7197647445344]
["乱れ強さz=H","IH",0.14845596973037611]
["乱れスケール","LH (m)",230.9401076758503]
["再現期間","tR(年)",500]
[null,"ｘ軸","ｙ軸","ねじれ"]
["1次固有振動数(Hz)",0.3,0.25,0.33300000000000002]
["1次固有周期(sec)",3.3333333333333335,4,3.0030030030030028]
["1次減衰定数（構造骨組用）",1.2E-2,1.2E-2,1.2E-2]
["1次減衰定数（居住性用）",8.0000000000000002E-3,8.0000000000000002E-3,8.0000000000000002E-3]
["一般化質量（直線モード）",42423389.153393358,42423389.153393358,26733664473.684212]
["一般化質量（実モード）",50708484.900000006,45741879.600000024,34190574400]
["近似モード指数b",0.85399999999999998,0.97599999999999998,0.78]
["ガスト影響係数 GD",2.1675954832975619,2.2068806068247504]
[]
[null,"南北方向"]
["組合せ","風方向組合せ荷重",null,"風直交方向組合せ荷重",null,"ねじり組合せ荷重"]
[1,"WD",null,0.4,"WL","0.4WT"]
[2,0.67680441513340872,"WD","WL",null,0.7872564769181043,"WT"]
[3,0.67680441513340872,"WD",0.7872564769181043,"WL","WT"]
[]
[]
[null,"東西方向"]
["組合せ","風方向組合せ荷重",null,"風直交方向組合せ荷重",null,"ねじり組合せ荷重"]
[1,"WD",null,0.4,"WL","0.4WT"]
[2,0.67187696431991273,"WD","WL",null,0.55991452757301219,"WT"]
[3,0.67187696431991273,"WD",0.55991452757301219,"WL","WT"]
[]
[]
[]
[null,"D/B","f1B/U","rLT"]
[null,null,null,"x=1.0","x=1.1","x≧1.4"]
[null,"≦0.5","≦0.1",0.9,0.7,0.5]
[null,null,0.2,0.3,0.6,0.5]
[null,null,0.3,0.4,0.6,0.6]
[null,null,0.6,0.6,0.6,0.6]
[null,null,"≧1",0.7,0.7,0.7]
[null,1,"≦0.1",0.8,0.5,0.2]
[null,null,0.2,0.6,0.5,0.5]
[null,null,"≧0.3",0.5,0.5,0.5]
[null,"≧2","≦0.05",0.6,0.4,0.3]
[null,null,0.1,0.6,0.2,0.2]
[null,null,"≧0.2",0.2,0.2,0.2]

{"sheet":"応答加速度","index":8,"n_rows":59,"n_cols":13,"rows_kept":59,"cut":false,"hidden":false,"merged":[[23,1,23,3],[23,4,23,6],[23,0,24,0]]}
["応答加速度"]
["基準高さ","H (m)",160]
["幅","B (m)",70,null,null,"途中計算結果"]
["奥行き","D (m)",36,null,null,null,"南北方向の風","東西方向の風",null,null,"X軸","Y軸","ねじれ軸"]
[null,null,null,null,"平均風力係数","CH",1.2091834302732867,1.0591834302732868,null,"ピークファクターgD",3.4038087052271928,3.3498165006747027,3.4343316281962211]
["地表面粗度区分(1〜5)",null,4,null,"変動風力係数","Cg'",9.7005108574428803E-2,0.10293641858716969,null,"l",1.063129634077427,1.0097170770276178,1.0993845437193999]
["設計風速","UH (m/s)",24.360903206774339,null,"変動風直交風力係数","CL'",9.5479472886297365E-2,0.21962019890260631]
["設計速度圧","qH (N/m2)",362.00669908039526,null,"変動ねじれ風力係数","CT'",3.0579591836734692E-2,0.17123456790123454]
["乱れ強さz=H","IH",0.14845596973037611,null,"風方向共振係数","RD",0.51137069418375181,0.47170851822535759]
["乱れスケール","LH (m)",230.9401076758503,null,"風直交共振係数","RL",0.66505229604678151,1.5072809060191701]
[null,null,null,null,"ねじれ共振係数","RT",0.50372548221966873,0.45784062689556748]
[null,"ｘ軸","ｙ軸","ねじれ"]
["1次固有振動数(Hz)",0.3,0.25,0.33300000000000002]
["1次固有周期(sec)",3.3333333333333335,4,3.0030030030030028]
["1次減衰定数（構造骨組用）",1.2E-2,1.2E-2,1.2E-2]
["1次減衰定数（居住性用）",8.0000000000000002E-3,8.0000000000000002E-3,8.0000000000000002E-3]
["一般化質量（直線モード）",42423389.153393358,42423389.153393358,26733664473.684212]
["一般化質量（実モード）",50708484.900000006,45741879.600000024,34190574400]
["近似モード指数b",0.85399999999999998,0.97599999999999998,0.78]
[]
["最上居室階高さ(m)",140]
[]
[]
[null,"南北方向の風",null,null,"東西方向の風"]
[null,"風方向(m/s2)","風直交方向(m/s2)","ねじれ(rad/s2)","風方向(m/s2)","風直交方向(m/s2)","ねじれ(rad/s2)"]
["応答（角）加速度",2.2074756086060476E-2,2.0101022639586952E-2,3.6775984374820764E-4,9.9417260952038896E-3,3.6493460081801828E-2,5.1926994747498361E-4]
["隅角部加速度",null,null,1.304236338950494E-2,null,null,1.841557056146342E-2]
[]
[]
[]
[]
[]
[]
[]
[]
[]
[]
[]
[]
[]
[]
[]
[]
[]
[]
[]
[]
[]
[]
[]
[]
[]
[]
["居住性能評価指針"]
["f","H-10","H-30","H-50","H-70","H-90"]
[0.1,3.8300000000000001E-2,5.28E-2,6.8000000000000005E-2,8.72E-2,0.125]
[1.5,9.5999999999999992E-3,1.37E-2,1.7600000000000001E-2,2.2599999999999999E-2,3.2199999999999999E-2]
[2.5,9.5999999999999992E-3,1.37E-2,1.7600000000000001E-2,2.2599999999999999E-2,3.2199999999999999E-2]
[10,2.9100000000000001E-2,4.1500000000000002E-2,5.33E-2,6.8500000000000005E-2,9.7600000000000006E-2]

{"sheet":"高層建築物外装材","index":9,"n_rows":71,"n_cols":33,"rows_kept":71,"cut":false,"hidden":false,"merged":[[23,3,23,6],[23,2,24,2],[22,29,23,32],[22,18,22,22],[22,23,22,27],[23,18,24,18],[23,19,23,22],[23,23,24,23],[23,24,23,27],[23,7,24,7],[23,8,23,11],[22,12,22,16],[23,13,23,16],[23,12,24,12],[16,10,16,12],[16,13,16,15],[5,0,5,1],[22,2,22,6],[22,7,22,11],[4,0,4,1],[13,0,13,1],[16,0,16,2],[11,0,11,1],[16,6,16,8],[16,3,16,5]]}
["高層建築物の外装材"]
["基準高さ","H (m)",160,null,null,"隅部 b1 (m)",2]
["幅","B (m)",70,"※B1として取り扱う",null,"隅部 b2 (m)",3]
["奥行き","D (m)",36,"※B2として取り扱う"]
["負担面積 Ac(m2)",null,1]
["地表面粗度区分(1〜5)",null,4]
["設計風速","UH (m/s)",49.995405768348952]
["設計速度圧","qH (N/m2)",1524.7197647445344]
["乱れ強さz=H","IH",0.14845596973037611]
["乱れスケール","LH (m)",230.9401076758503]
["再現期間","tR(年)",500]
["局部負圧低減係数  kc",null,1]
[]
["層数",null,46,"※幅B, 奥行きD, 層数, 各層の高さは高層建築物諸元入力シートを省略した場合に入力"]
[]
["屋根面",null,null,"【C*pi=0】",null,null,null,null,null,null,"【C*pi=-0.5】"]
["外装材用ピーク外圧係数Cpe",null,null,"外装材用ピーク風力係数Cc",null,null,"外装材用風荷重（N）",null,null,null,"外装材用ピーク風力係数Cc",null,null,"外装材用風荷重（N）"]
["Ra","Rb","Rc","Ra","Rb","Rc","Ra","Rb","Rc",null,"Ra","Rb","Rc","Ra","Rb","Rc"]
[-2.5,-3.2,-5,-2.5,-3.2,-5,-3811.799411861336,-4879.1032471825101,-7623.598823722672,null,-2,-2.7,-4.5,-3049.4395294890687,-4116.7433648102433,-6861.2389413504043]
[]
[]
["壁面",null,null,null,null,null,null,"【C*pi=0】",null,null,null,null,null,null,null,null,null,null,"【C*pi=-0.5】"]
[null,null,"外装材用ピーク外圧係数Cpe",null,null,null,null,"外装材用ピーク風力係数Cc",null,null,null,null,"外装材用風荷重Wc(N)",null,null,null,null,null,"外装材用ピーク風力係数Cc",null,null,null,null,"外装材用風荷重Wc(N)",null,null,null,null,null,"領域の長さ(m)"]
["↓","↓","正","負",null,null,null,"正","負",null,null,null,"正","負",null,null,null,null,"正","負",null,null,null,"正","負"]
["層","高さ(m)",null,"Wa","Wb","Wc","Wd",null,"Wa","Wb","Wc","Wd",null,"Wa","Wb","Wc","Wd",null,null,"Wa","Wb","Wc","Wd",null,"Wa","Wb","Wc","Wd",null,"la1","la2","b/B","b'/B"]
[46,152,1.8229468647231408,-3,-2.4,-3,-3,1.8229468647231408,-3,-2.4,-3,-3,2779.4831147224536,-4574.1592942336028,-3659.3274353868824,-4574.1592942336028,-4574.1592942336028,null,2.322946864723141,-2.5,-1.9,-2.5,-2.5,3541.8429970947213,-3811.799411861336,-2896.9675530146151,-3811.799411861336,-3811.799411861336,null,70,36,2.8571428571428571E-2,8.3333333333333329E-2]
[45,147.30000000000001,1.8324067076449995,-3,-2.4,-3,-3,1.8324067076449995,-3,-2.4,-3,-3,2793.9067241967905,-4574.1592942336028,-3659.3274353868824,-4574.1592942336028,-4574.1592942336028,null,2.3324067076449992,-2.5,-1.9,-2.5,-2.5,3556.2666065690573,-3811.799411861336,-2896.9675530146151,-3811.799411861336,-3811.799411861336]
[44,143.80000000000001,1.839714002730735,-3,-2.4,-3,-3,1.839714002730735,-3,-2.4,-3,-3,2805.0483014408319,-4574.1592942336028,-3659.3274353868824,-4574.1592942336028,-4574.1592942336028,null,2.339714002730735,-2.5,-1.9,-2.5,-2.5,3567.4081838130992,-3811.799411861336,-2896.9675530146151,-3811.799411861336,-3811.799411861336]
[43,140.30000000000001,1.8472599180453597,-3,-2.4,-3,-3,1.8472599180453597,-3,-2.4,-3,-3,2816.5537076641285,-4574.1592942336028,-3659.3274353868824,-4574.1592942336028,-4574.1592942336028,null,2.3472599180453599,-2.5,-1.9,-2.5,-2.5,3578.9135900363963,-3811.799411861336,-2896.9675530146151,-3811.799411861336,-3811.799411861336]
[42,136.80000000000001,1.8550584968108004,-3,-2.4,-3,-3,1.8550584968108004,-3,-2.4,-3,-3,2828.444354844713,-4574.1592942336028,-3659.3274353868824,-4574.1592942336028,-4574.1592942336028,null,2.3550584968108002,-2.5,-1.9,-2.5,-2.5,3590.8042372169798,-3811.799411861336,-2896.9675530146151,-3811.799411861336,-3811.799411861336]
[41,133.5,1.8626565524125342,-3,-2.4,-3,-3,1.8626565524125342,-3,-2.4,-3,-3,2840.0292603943049,-4574.1592942336028,-3659.3274353868824,-4574.1592942336028,-4574.1592942336028,null,2.3626565524125342,-2.5,-1.9,-2.5,-2.5,3602.3891427665717,-3811.799411861336,-2896.9675530146151,-3811.799411861336,-3811.799411861336]
[40,130.19999999999999,1.8705066589558361,-3,-2.4,-3,-3,1.8705066589558361,-3,-2.4,-3,-3,2851.9984729962275,-4574.1592942336028,-3659.3274353868824,-4574.1592942336028,-4574.1592942336028,null,2.3705066589558363,-2.5,-1.9,-2.5,-2.5,3614.3583553684948,-3811.799411861336,-2896.9675530146151,-3811.799411861336,-3811.799411861336]
[39,126.9,1.869888598380004,-3,-2.4,-3,-3,1.869888598380004,-3,-2.4,-3,-3,2851.0561038204469,-4574.1592942336028,-3659.3274353868824,-4574.1592942336028,-4574.1592942336028,null,2.3698885983800038,-2.5,-1.9,-2.5,-2.5,3613.4159861927137,-3811.799411861336,-2896.9675530146151,-3811.799411861336,-3811.799411861336]
[38,123.6,1.8517150818242218,-3,-2.4,-3,-3,1.8517150818242218,-3,-2.4,-3,-3,2823.3465839329338,-4574.1592942336028,-3659.3274353868824,-4574.1592942336028,-4574.1592942336028,null,2.3517150818242216,-2.5,-1.9,-2.5,-2.5,3585.7064663052006,-3811.799411861336,-2896.9675530146151,-3811.799411861336,-3811.799411861336]
[37,120.3,1.8332673666150241,-3,-2.4,-3,-3,1.8332673666150241,-3,-2.4,-3,-3,2795.2189879390917,-4574.1592942336028,-3659.3274353868824,-4574.1592942336028,-4574.1592942336028,null,2.3332673666150239,-2.5,-1.9,-2.5,-2.5,3557.5788703113585,-3811.799411861336,-2896.9675530146151,-3811.799411861336,-3811.799411861336]
[36,117,1.8145333112453486,-3,-2.4,-3,-3,1.8145333112453486,-3,-2.4,-3,-3,2766.6548034431289,-4574.1592942336028,-3659.3274353868824,-4574.1592942336028,-4574.1592942336028,null,2.3145333112453486,-2.5,-1.9,-2.5,-2.5,3529.0146858153958,-3811.799411861336,-2896.9675530146151,-3811.799411861336,-3811.799411861336]
[35,113.7,1.7954998699689169,-3,-2.4,-3,-3,1.7954998699689169,-3,-2.4,-3,-3,2737.6341393378489,-4574.1592942336028,-3659.3274353868824,-4574.1592942336028,-4574.1592942336028,null,2.2954998699689169,-2.5,-1.9,-2.5,-2.5,3499.9940217101162,-3811.799411861336,-2896.9675530146151,-3811.799411861336,-3811.799411861336]
[34,110.4,1.7761529967015071,-3,-2.4,-3,-3,1.7761529967015071,-3,-2.4,-3,-3,2708.1355792810214,-4574.1592942336028,-3659.3274353868824,-4574.1592942336028,-4574.1592942336028,null,2.2761529967015068,-2.5,-1.9,-2.5,-2.5,3470.4954616532882,-3811.799411861336,-2896.9675530146151,-3811.799411861336,-3811.799411861336]
[33,107.1,1.7564775354755777,-3,-2.4,-3,-3,1.7564775354755777,-3,-2.4,-3,-3,2678.1360146693823,-4574.1592942336028,-3659.3274353868824,-4574.1592942336028,-4574.1592942336028,null,2.2564775354755779,-2.5,-1.9,-2.5,-2.5,3440.4958970416501,-3811.799411861336,-2896.9675530146151,-3811.799411861336,-3811.799411861336]
[32,103.8,1.736457095086579,-3,-2.4,-3,-3,1.736457095086579,-3,-2.4,-3,-3,2647.6104535093864,-4574.1592942336028,-3659.3274353868824,-4574.1592942336028,-4574.1592942336028,null,2.2364570950865792,-2.5,-1.9,-2.5,-2.5,3409.9703358816537,-3811.799411861336,-2896.9675530146151,-3811.799411861336,-3811.799411861336]
[31,100.5,1.716073905064772,-3,-2.4,-3,-3,1.716073905064772,-3,-2.4,-3,-3,2616.5318008145937,-4574.1592942336028,-3659.3274353868824,-4574.1592942336028,-4574.1592942336028,null,2.2160739050647722,-2.5,-1.9,-2.5,-2.5,3378.891683186861,-3811.799411861336,-2896.9675530146151,-3811.799411861336,-3811.799411861336]
[30,97.2,1.6953086494737082,-3,-2.4,-3,-3,1.6953086494737082,-3,-2.4,-3,-3,2584.8706051949266,-4574.1592942336028,-3659.3274353868824,-4574.1592942336028,-4574.1592942336028,null,2.1953086494737084,-2.5,-1.9,-2.5,-2.5,3347.2304875671939,-3811.799411861336,-2896.9675530146151,-3811.799411861336,-3811.799411861336]
[29,93.9,1.6741402742374927,-3,-2.4,-3,-3,1.6741402742374927,-3,-2.4,-3,-3,2552.5947650847402,-4574.1592942336028,-3659.3274353868824,-4574.1592942336028,-4574.1592942336028,null,2.1741402742374927,-2.5,-1.9,-2.5,-2.5,3314.9546474570075,-3811.799411861336,-2896.9675530146151,-3811.799411861336,-3811.799411861336]
[28,90.6,1.6525457626823978,-3,-2.4,-3,-3,1.6525457626823978,-3,-2.4,-3,-3,2519.6691865066828,-4574.1592942336028,-3659.3274353868824,-4574.1592942336028,-4574.1592942336028,null,2.1525457626823981,-2.5,-1.9,-2.5,-2.5,3282.0290688789501,-3811.799411861336,-2896.9675530146151,-3811.799411861336,-3811.799411861336]
[27,87.3,1.6304998726747715,-3,-2.4,-3,-3,1.6304998726747715,-3,-2.4,-3,-3,2486.055382280671,-4574.1592942336028,-3659.3274353868824,-4574.1592942336028,-4574.1592942336028,null,2.1304998726747715,-2.5,-1.9,-2.5,-2.5,3248.4152646529378,-3811.799411861336,-2896.9675530146151,-3811.799411861336,-3811.799411861336]
[26,84,1.6079748270513254,-3,-2.4,-3,-3,1.6079748270513254,-3,-2.4,-3,-3,2451.7110000168304,-4574.1592942336028,-3659.3274353868824,-4574.1592942336028,-4574.1592942336028,null,2.1079748270513257,-2.5,-1.9,-2.5,-2.5,3214.0708823890977,-3811.799411861336,-2896.9675530146151,-3811.799411861336,-3811.799411861336]
[25,80.7,1.5849399468378336,-3,-2.4,-3,-3,1.5849399468378336,-3,-2.4,-3,-3,2416.5892628767965,-4574.1592942336028,-3659.3274353868824,-4574.1592942336028,-4574.1592942336028,null,2.0849399468378333,-2.5,-1.9,-2.5,-2.5,3178.9491452490633,-3811.799411861336,-2896.9675530146151,-3811.799411861336,-3811.799411861336]
[24,77.400000000000006,1.5613612138533577,-3,-2.4,-3,-3,1.5613612138533577,-3,-2.4,-3,-3,2380.6383026677322,-4574.1592942336028,-3659.3274353868824,-4574.1592942336028,-4574.1592942336028,null,2.0613612138533579,-2.5,-1.9,-2.5,-2.5,3142.9981850399995,-3811.799411861336,-2896.9675530146151,-3811.799411861336,-3811.799411861336]
[23,74.099999999999994,1.5372007454370999,-3,-2.4,-3,-3,1.5372007454370999,-3,-2.4,-3,-3,2343.8003589479777,-4574.1592942336028,-3659.3274353868824,-4574.1592942336028,-4574.1592942336028,null,2.0372007454370999,-2.5,-1.9,-2.5,-2.5,3106.1602413202449,-3811.799411861336,-2896.9675530146151,-3811.799411861336,-3811.799411861336]
[22,70.8,1.5124161588372014,-3,-2.4,-3,-3,1.5124161588372014,-3,-2.4,-3,-3,2306.01080989809,-4574.1592942336028,-3659.3274353868824,-4574.1592942336028,-4574.1592942336028,null,2.0124161588372012,-2.5,-1.9,-2.5,-2.5,3068.3706922703568,-3811.799411861336,-2896.9675530146151,-3811.799411861336,-3811.799411861336]
[21,67.5,1.4869597957156546,-3,-2.4,-3,-3,1.4869597957156546,-3,-2.4,-3,-3,2267.1969899081537,-4574.1592942336028,-3659.3274353868824,-4574.1592942336028,-4574.1592942336028,null,1.9869597957156546,-2.5,-1.9,-2.5,-2.5,3029.556872280421,-3811.799411861336,-2896.9675530146151,-3811.799411861336,-3811.799411861336]
[20,64.2,1.4607777674369735,-3,-2.4,-3,-3,1.4607777674369735,-3,-2.4,-3,-3,2227.2767339105485,-4574.1592942336028,-3659.3274353868824,-4574.1592942336028,-4574.1592942336028,null,1.9607777674369735,-2.5,-1.9,-2.5,-2.5,2989.6366162828153,-3811.799411861336,-2896.9675530146151,-3811.799411861336,-3811.799411861336]
[19,60.9,1.43380876809393,-3,-2.4,-3,-3,1.43380876809393,-3,-2.4,-3,-3,2186.1565675768275,-4574.1592942336028,-3659.3274353868824,-4574.1592942336028,-4574.1592942336028,null,1.93380876809393,-2.5,-1.9,-2.5,-2.5,2948.5164499490947,-3811.799411861336,-2896.9675530146151,-3811.799411861336,-3811.799411861336]
[18,57.6,1.4059825826989552,-3,-2.4,-3,-3,1.4059825826989552,-3,-2.4,-3,-3,2143.7294327276636,-4574.1592942336028,-3659.3274353868824,-4574.1592942336028,-4574.1592942336028,null,1.9059825826989552,-2.5,-1.9,-2.5,-2.5,2906.0893150999309,-3811.799411861336,-2896.9675530146151,-3811.799411861336,-3811.799411861336]
[17,54.3,1.3772181896861373,-3,-2.4,-3,-3,1.3772181896861373,-3,-2.4,-3,-3,2099.8717941801406,-4574.1592942336028,-3659.3274353868824,-4574.1592942336028,-4574.1592942336028,null,1.8772181896861373,-2.5,-1.9,-2.5,-2.5,2862.2316765524079,-3811.799411861336,-2896.9675530146151,-3811.799411861336,-3811.799411861336]
[16,51,1.3474213151028338,-3,-2.4,-3,-3,1.3474213151028338,-3,-2.4,-3,-3,2054.4399105753637,-4574.1592942336028,-3659.3274353868824,-4574.1592942336028,-4574.1592942336028,null,1.8474213151028338,-2.5,-1.9,-2.5,-2.5,2816.799792947631,-3811.799411861336,-2896.9675530146151,-3811.799411861336,-3811.799411861336]
[15,47.7,1.3164812328663453,-3,-2.4,-3,-3,1.3164812328663453,-3,-2.4,-3,-3,2007.2649556665685,-4574.1592942336028,-3659.3274353868824,-4574.1592942336028,-4574.1592942336028,null,1.8164812328663453,-2.5,-1.9,-2.5,-2.5,2769.6248380388356,-3811.799411861336,-2896.9675530146151,-3811.799411861336,-3811.799411861336]
[14,44.4,1.2842665081290476,-3,-2.4,-3,-3,1.2842665081290476,-3,-2.4,-3,-3,1958.1465281438061,-4574.1592942336028,-3659.3274353868824,-4574.1592942336028,-4574.1592942336028,null,1.7842665081290476,-2.5,-1.9,-2.5,-2.5,2720.5064105160732,-3811.799411861336,-2896.9675530146151,-3811.799411861336,-3811.799411861336]
[13,41.1,1.2506192263441658,-3,-2.4,-3,-3,1.2506192263441658,-3,-2.4,-3,-3,1906.843852576468,-4574.1592942336028,-3659.3274353868824,-4574.1592942336028,-4574.1592942336028,null,1.7506192263441658,-2.5,-1.9,-2.5,-2.5,2669.203734948735,-3811.799411861336,-2896.9675530146151,-3811.799411861336,-3811.799411861336]
[12,37.799999999999997,1.2153469979644835,-3,-2.4,-3,-3,1.2153469979644835,-3,-2.4,-3,-3,1853.0635888193833,-4574.1592942336028,-3659.3274353868824,-4574.1592942336028,-4574.1592942336028,null,1.7153469979644835,-2.5,-1.9,-2.5,-2.5,2615.4234711916506,-3811.799411861336,-2896.9675530146151,-3811.799411861336,-3811.799411861336]
[11,34.5,1.1782116007475048,-3,-2.4,-3,-3,1.1782116007475048,-3,-2.4,-3,-3,1796.4425147110167,-4574.1592942336028,-3659.3274353868824,-4574.1592942336028,-4574.1592942336028,null,1.6782116007475048,-2.5,-1.9,-2.5,-2.5,2558.8023970832837,-3811.799411861336,-2896.9675530146151,-3811.799411861336,-3811.799411861336]
[10,31.2,1.138912366964671,-3,-2.4,-3,-3,1.138912366964671,-3,-2.4,-3,-3,1736.5221962230139,-4574.1592942336028,-3659.3274353868824,-4574.1592942336028,-4574.1592942336028,null,1.638912366964671,-2.5,-1.9,-2.5,-2.5,2498.8820785952812,-3811.799411861336,-2896.9675530146151,-3811.799411861336,-3811.799411861336]
[9,27.9,1.0970610276918669,-3,-2.4,-3,-3,1.0970610276918669,-3,-2.4,-3,-3,1672.7106320527403,-4574.1592942336028,-3659.3274353868824,-4574.1592942336028,-4574.1592942336028,null,1.5970610276918669,-2.5,-1.9,-2.5,-2.5,2435.0705144250073,-3811.799411861336,-2896.9675530146151,-3811.799411861336,-3811.799411861336]
[8,24.6,1.0521419984154832,-3,-2.4,-3,-3,1.0521419984154832,-3,-2.4,-3,-3,1604.2217003018998,-4574.1592942336028,-3659.3274353868824,-4574.1592942336028,-4574.1592942336028,null,1.5521419984154832,-2.5,-1.9,-2.5,-2.5,2366.5815826741668,-3811.799411861336,-2896.9675530146151,-3811.799411861336,-3811.799411861336]
[7,21.3,1.0034463807795859,-3,-2.4,-3,-3,1.0034463807795859,-3,-2.4,-3,-3,1529.9745296360047,-4574.1592942336028,-3659.3274353868824,-4574.1592942336028,-4574.1592942336028,null,1.5034463807795859,-2.5,-1.9,-2.5,-2.5,2292.334412008272,-3811.799411861336,-2896.9675530146151,-3811.799411861336,-3811.799411861336]
[6,18,0.98301739296214863,-3,-2.4,-3,-3,0.98301739296214863,-3,-2.4,-3,-3,1498.8260481370328,-4574.1592942336028,-3659.3274353868824,-4574.1592942336028,-4574.1592942336028,null,1.4830173929621486,-2.5,-1.9,-2.5,-2.5,2261.1859305092999,-3811.799411861336,-2896.9675530146151,-3811.799411861336,-3811.799411861336]
[5,14.7,0.98301739296214863,-3,-2.4,-3,-3,0.98301739296214863,-3,-2.4,-3,-3,1498.8260481370328,-4574.1592942336028,-3659.3274353868824,-4574.1592942336028,-4574.1592942336028,null,1.4830173929621486,-2.5,-1.9,-2.5,-2.5,2261.1859305092999,-3811.799411861336,-2896.9675530146151,-3811.799411861336,-3811.799411861336]
[4,11.4,0.98301739296214863,-3,-2.4,-3,-3,0.98301739296214863,-3,-2.4,-3,-3,1498.8260481370328,-4574.1592942336028,-3659.3274353868824,-4574.1592942336028,-4574.1592942336028,null,1.4830173929621486,-2.5,-1.9,-2.5,-2.5,2261.1859305092999,-3811.799411861336,-2896.9675530146151,-3811.799411861336,-3811.799411861336]
[3,8.1,0.98301739296214863,-3,-2.4,-3,-3,0.98301739296214863,-3,-2.4,-3,-3,1498.8260481370328,-4574.1592942336028,-3659.3274353868824,-4574.1592942336028,-4574.1592942336028,null,1.4830173929621486,-2.5,-1.9,-2.5,-2.5,2261.1859305092999,-3811.799411861336,-2896.9675530146151,-3811.799411861336,-3811.799411861336]
[2,4.5999999999999996,0.98301739296214863,-3,-2.4,-3,-3,0.98301739296214863,-3,-2.4,-3,-3,1498.8260481370328,-4574.1592942336028,-3659.3274353868824,-4574.1592942336028,-4574.1592942336028,null,1.4830173929621486,-2.5,-1.9,-2.5,-2.5,2261.1859305092999,-3811.799411861336,-2896.9675530146151,-3811.799411861336,-3811.799411861336]
[1,0,0.98301739296214863,-3,-2.4,-3,-3,0.98301739296214863,-3,-2.4,-3,-3,1498.8260481370328,-4574.1592942336028,-3659.3274353868824,-4574.1592942336028,-4574.1592942336028,null,1.4830173929621486,-2.5,-1.9,-2.5,-2.5,2261.1859305092999,-3811.799411861336,-2896.9675530146151,-3811.799411861336,-3811.799411861336]

{"sheet":"円・楕円建築物","index":10,"n_rows":27,"n_cols":22,"rows_kept":27,"cut":false,"hidden":false,"merged":[[15,17,15,19],[2,13,3,13],[2,14,2,16],[15,2,16,2],[15,4,15,6],[15,10,15,12],[15,14,15,16]]}
["円・楕円建築物"]
["基準高さ H(m)",160]
["長径D1(m)",30,null,null,"k1","H/D2<1","1<=H/D2<=8",null,null,null,null,null,"k4","下層部","上層部"]
["短径D2(m)",20,null,null,0.80275653287166715,0.6,"0.6(H/D2)0.14",null,null,null,null,null,0.7,null,"H/D2<=2","2<H/D2<=7","7<H/D2<=8"]
["負担面積 Ac(m2)",2,null,null,null,null,null,null,null,null,null,null,null,0.2,0.2,"0.1(H/D2)",0.7]
["地表面粗度区分(1〜5)",null,4,null,"k2","滑らかな表面",0.75]
["設計風速","UH (m/s)",49.995405768348952,null,0.9,"粗な表面",0.9,null,null,null,null,null,"k5","D1/D2",1,1.5,2,2.5,3]
["設計速度圧","qH (N/m2)",1524.7197647445344,null,null,"非常に粗な表面",1,null,null,null,null,"Wa",1.3,"Wa",1,1.3,1.5,1.6,1.75]
["乱れ強さz=H","IH",0.14845596973037611,null,null,null,null,null,null,null,null,"Wb",0.95,"Wb",1,0.95,0.9,0.85,0.8]
["乱れスケール","LH (m)",230.9401076758503,null,"ｋ3","D1/D2",1,1.5,2,2.5,3]
["再現期間","tR(年)",500,null,1.4,"k3",1,1.4,1.6,1.8,1.9,null,"k6","D1/D2",1,1.5,2,2.5,3]
[null,null,null,null,null,null,null,null,null,null,null,null,0.35,"k6",0.5,0.35,0.25,0.23,0.22]
[]
["階",10]
[]
[null,"↓","構造骨組み用外圧係数",null,"外装材用ピーク外圧係数",null,null,"外装材用ピーク風力係数　【C*pi=0】",null,null,"外装材用風荷重　【C*pi=0】",null,null,null,"外装材用ピーク風力係数　【C*pi=-0.5】",null,null,"外装材用風荷重　【C*pi=-0.5】"]
["階","高さZ (m)",null,null,"正","負：Wa","負：Wb","正","負：Wa","負：Wb","正","負：Wa","負：Wb",null,"正","負：Wa","負：Wb","正","負：Wa","負：Wb",null,"領域長さl"]
[10,20,0.39488173551112171,null,0.98301739296214863,-3.7709247269147319,-2.7556757619761503,0.98301739296214863,-3.7709247269147319,-2.7556757619761503,2997.6520962740656,-11499.206924981556,-8403.2665990249825,null,1.4830173929621486,-3.2709247269147319,-2.2556757619761503,4522.3718610185997,-9974.4871602370204,-6878.5468342804479,null,17.5]
[9,18,0.39488173551112171,null,0.98301739296214863,-3.7709247269147319,-2.7556757619761503,0.98301739296214863,-3.7709247269147319,-2.7556757619761503,2997.6520962740656,-11499.206924981556,-8403.2665990249825,null,1.4830173929621486,-3.2709247269147319,-2.2556757619761503,4522.3718610185997,-9974.4871602370204,-6878.5468342804479]
[8,16,0.39488173551112171,null,0.98301739296214863,-3.7709247269147319,-2.7556757619761503,0.98301739296214863,-3.7709247269147319,-2.7556757619761503,2997.6520962740656,-11499.206924981556,-8403.2665990249825,null,1.4830173929621486,-3.2709247269147319,-2.2556757619761503,4522.3718610185997,-9974.4871602370204,-6878.5468342804479]
[7,14,0.39488173551112171,null,0.98301739296214863,-3.7709247269147319,-2.7556757619761503,0.98301739296214863,-3.7709247269147319,-2.7556757619761503,2997.6520962740656,-11499.206924981556,-8403.2665990249825,null,1.4830173929621486,-3.2709247269147319,-2.2556757619761503,4522.3718610185997,-9974.4871602370204,-6878.5468342804479]
[6,12,0.39488173551112171,null,0.98301739296214863,-3.7709247269147319,-2.7556757619761503,0.98301739296214863,-3.7709247269147319,-2.7556757619761503,2997.6520962740656,-11499.206924981556,-8403.2665990249825,null,1.4830173929621486,-3.2709247269147319,-2.2556757619761503,4522.3718610185997,-9974.4871602370204,-6878.5468342804479]
[5,10,0.39488173551112171,null,0.98301739296214863,-3.7709247269147319,-2.7556757619761503,0.98301739296214863,-3.7709247269147319,-2.7556757619761503,2997.6520962740656,-11499.206924981556,-8403.2665990249825,null,1.4830173929621486,-3.2709247269147319,-2.2556757619761503,4522.3718610185997,-9974.4871602370204,-6878.5468342804479]
[4,8,0.39488173551112171,null,0.98301739296214863,-3.7709247269147319,-2.7556757619761503,0.98301739296214863,-3.7709247269147319,-2.7556757619761503,2997.6520962740656,-11499.206924981556,-8403.2665990249825,null,1.4830173929621486,-3.2709247269147319,-2.2556757619761503,4522.3718610185997,-9974.4871602370204,-6878.5468342804479]
[3,6,0.39488173551112171,null,0.98301739296214863,-3.7709247269147319,-2.7556757619761503,0.98301739296214863,-3.7709247269147319,-2.7556757619761503,2997.6520962740656,-11499.206924981556,-8403.2665990249825,null,1.4830173929621486,-3.2709247269147319,-2.2556757619761503,4522.3718610185997,-9974.4871602370204,-6878.5468342804479]
[2,4,0.39488173551112171,null,0.98301739296214863,-3.7709247269147319,-2.7556757619761503,0.98301739296214863,-3.7709247269147319,-2.7556757619761503,2997.6520962740656,-11499.206924981556,-8403.2665990249825,null,1.4830173929621486,-3.2709247269147319,-2.2556757619761503,4522.3718610185997,-9974.4871602370204,-6878.5468342804479]
[1,2,0.39488173551112171,null,0.98301739296214863,-3.7709247269147319,-2.7556757619761503,0.98301739296214863,-3.7709247269147319,-2.7556757619761503,2997.6520962740656,-11499.206924981556,-8403.2665990249825,null,1.4830173929621486,-3.2709247269147319,-2.2556757619761503,4522.3718610185997,-9974.4871602370204,-6878.5468342804479]

{"sheet":"ラチス","index":11,"n_rows":1223,"n_cols":14,"rows_kept":1223,"cut":false,"hidden":false,"merged":[[1,0,1,1],[21,7,22,7],[21,8,22,8],[21,9,22,9],[21,10,21,11],[21,12,21,13],[21,6,22,6],[21,1,22,1],[21,2,22,2],[21,3,22,3],[21,4,22,4],[21,5,22,5]]}
["ラチス構造物"]
["地表面粗度区分(1〜5)",null,4]
["設計風速","UH (m/s)",49.995405768348952,null,null,null,"計算途中の結果"]
["設計速度圧","qH (N/m2)",1524.7197647445344,null,null,null,"lB"]
["乱れ強さz=H","IH",0.14845596973037611,null,null,null,"B"]
["乱れスケール","LH (m)",230.9401076758503,null,null,null,"F"]
["再現期間","tR(年)",500,null,null,null,"BD"]
["小地形の種類",null,null,null,null,null,"SD"]
["最高高さ H(m)",160,null,null,null,null,"RD"]
["節の数",null,null,"番号","種類",null,"Cg"]
["種類番号",null,null,1,"4脚山形鋼",null,"Cg'"]
["近似モード指数b",null,null,2,"4脚円形鋼管",null,"nD"]
["基準高さの塔体幅BH(m)",null,null,3,"3脚山形鋼",null,"gD"]
["基部での塔体幅B0(m)",null,null,4,"3脚円形鋼管",null,"MD2"]
["固有振動数ｆD(Hz)",null,null,null,null,null,"MD"]
["減衰定数",null,null,null,null,null,"fD"]
[]
[]
[]
[]
[null,null,null,"↓","↓","↓"]
[null,"節","高さ　Z (m)","質量 m(kg)","投影面積\nAF (m2)","充実率f","小地形影響係数Eg","設計風速\nUH(m/s)","速度圧\nqH (N/m2)","ガスト影響係数\nGD","正対風向",null,"45度風向"]
[null,null,null,null,null,null,null,null,null,null,"風力係数","風荷重(kN)","風力係数","風荷重 (kN)"]
[null,null,null,null,null,null,null," "," "," "," "," "," "," "]
[null,null,null,null,null,null,null," "," "," "," "," "," "," "]
[null,null,null,null,null,null,null," "," "," "," "," "," "," "]
[null,null,null,null,null,null,null," "," "," "," "," "," "," "]
[null,null,null,null,null,null,null," "," "," "," "," "," "," "]
[null,null,null,null,null,null,null," "," "," "," "," "," "," "]
[null,null,null,null,null,null,null," "," "," "," "," "," "," "]
[null,null,null,null,null,null,null," "," "," "," "," "," "," "]
[null,null,null,null,null,null,null," "," "," "," "," "," "," "]
[null,null,null,null,null,null,null," "," "," "," "," "," "," "]
[null," "," ",null,null,null," "," "," "," "," "," "," "," "]
[null," "," ",null,null,null," "," "," "," "," "," "," "," "]
[null," "," ",null,null,null," "," "," "," "," "," "," "," "]
[null," "," ",null," "," "," "," "," "," "," "," "," "," "]
[null," "," ",null," "," "," "," "," "," "," "," "," "," "]
[null," "," ",null," "," "," "," "," "," "," "," "," "," "]
[null," "," ",null," "," "," "," "," "," "," "," "," "," "]
[null," "," ",null," "," "," "," "," "," "," "," "," "," "]
[null," "," ",null," "," "," "," "," "," "," "," "," "," "]
[null," "," ",null," "," "," "," "," "," "," "," "," "," "]
[null," "," ",null," "," "," "," "," "," "," "," "," "," "]
[null," "," ",null," "," "," "," "," "," "," "," "," "," "]
[null," "," ",null," "," "," "," "," "," "," "," "," "," "]
[null," "," ",null," "," "," "," "," "," "," "," "," "," "]
[null," "," ",null," "," "," "," "," "," "," "," "," "," "]
[null," "," ",null," "," "," "," "," "," "," "," "," "," "]
[null," "," ",null," "," "," "," "," "," "," "," "," "," "]
[null," "," ",null," "," "," "," "," "," "," "," "," "," "]
[null," "," ",null," "," "," "," "," "," "," "," "," "," "]
[null," "," ",null," "," "," "," "," "," "," "," "," "," "]
[null," "," ",null," "," "," "," "," "," "," "," "," "," "]
[null," "," ",null," "," "," "," "," "," "," "," "," "," "]
[null," "," ",null," "," "," "," "," "," "," "," "," "," "]
[null," "," ",null," "," "," "," "," "," "," "," "," "," "]
[null," "," ",null," "," "," "," "," "," "," "," "," "," "]
[null," "," ",null," "," "," "," "," "," "," "," "," "," "]
[null," "," ",null," "," "," "," "," "," "," "," "," "," "]
[null," "," ",null," "," "," "," "," "," "," "," "," "," "]
[null," "," ",null," "," "," "," "," "," "," "," "," "," "]
[null," "," ",null," "," "," "," "," "," "," "," "," "," "]
[null," "," ",null," "," "," "," "," "," "," "," "," "," "]
[null," "," ",null," "," "," "," "," "," "," "," "," "," "]
[null," "," ",null," "," "," "," "," "," "," "," "," "," "]
[null," "," ",null," "," "," "," "," "," "," "," "," "," "]
[null," "," ",null," "," "," "," "," "," "," "," "," "," "]
[null," "," ",null," "," "," "," "," "," "," "," "," "," "]
[null," "," ",null," "," "," "," "," "," "," "," "," "," "]
[null," "," ",null," "," "," "," "," "," "," "," "," "," "]
[null," "," ",null," "," "," "," "," "," "," "," "," "," "]
[null," "," ",null," "," "," "," "," "," "," "," "," "," "]
[null," "," ",null," "," "," "," "," "," "," "," "," "," "]
[null," "," ",null," "," "," "," "," "," "," "," "," "," "]
[null," "," ",null," "," "," "," "," "," "," "," "," "," "]
[null," "," ",null," "," "," "," "," "," "," "," "," "," "]
[null," "," ",null," "," "," "," "," "," "," "," "," "," "]
[null," "," ",null," "," "," "," "," "," "," "," "," "," "]
[null," "," ",null," "," "," "," "," "," "," "," "," "," "]
[null," "," ",null," "," "," "," "," "," "," "," "," "," "]
[null," "," ",null," "," "," "," "," "," "," "," "," "," "]
[null," "," ",null," "," "," "," "," "," "," "," "," "," "]
[null," "," ",null," "," "," "," "," "," "," "," "," "," "]
[null," "," ",null," "," "," "," "," "," "," "," "," "," "]
[null," "," ",null," "," "," "," "," "," "," "," "," "," "]
[null," "," ",null," "," "," "," "," "," "," "," "," "," "]
[null," "," ",null," "," "," "," "," "," "," "," "," "," "]
[null," "," ",null," "," "," "," "," "," "," "," "," "," "]
[null," "," ",null," "," "," "," "," "," "," "," "," "," "]
[null," "," ",null," "," "," "," "," "," "," "," "," "," "]
[null," "," ",null," "," "," "," "," "," "," "," "," "," "]
[null," "," ",null," "," "," "," "," "," "," "," "," "," "]
[null," "," ",null," "," "," "," "," "," "," "," "," "," "]
[null," "," ",null," "," "," "," "," "," "," "," "," "," "]
[null," "," ",null," "," "," "," "," "," "," "," "," "," "]
[null," "," ",null," "," "," "," "," "," "," "," "," "," "]
[null," "," ",null," "," "," "," "," "," "," "," "," "," "]
[null," "," ",null," "," "," "," "," "," "," "," "," "," "]
[null," "," ",null," "," "," "," "," "," "," "," "," "," "]
[null," "," ",null," "," "," "," "," "," "," "," "," "," "]
[null," "," ",null," "," "," "," "," "," "," "," "," "," "]
[null," "," ",null," "," "," "," "," "," "," "," "," "," "]
[null," "," ",null," "," "," "," "," "," "," "," "," "," "]
[null," "," ",null," "," "," "," "," "," "," "," "," "," "]
[null," "," ",null," "," "," "," "," "," "," "," "," "," "]
[null," "," ",null," "," "," "," "," "," "," "," "," "," "]
[null," "," ",null," "," "," "," "," "," "," "," "," "," "]
[null," "," ",null," "," "," "," "," "," "," "," "," "," "]
[null," "," ",null," "," "," "," "," "," "," "," "," "," "]
[null," "," ",null," "," "," "," "," "," "," "," "," "," "]
[null," "," ",null," "," "," "," "," "," "," "," "," "," "]
[null," "," ",null," "," "," "," "," "," "," "," "," "," "]
[null," "," ",null," "," "," "," "," "," "," "," "," "," "]
[null," "," ",null," "," "," "," "," "," "," "," "," "," "]
[null," "," ",null," "," "," "," "," "," "," "," "," "," "]
[null," "," ",null," "," "," "," "," "," "," "," "," "," "]
[null," "," ",null," "," "," "," "," "," "," "," "," "," "]
[null," "," ",null," "," "," "," "," "," "," "," "," "," "]
[null," "," ",null," "," "," "," "," "," "," "," "," "," "]
[null," "," ",null," "," "," "," "," "," "," "," "," "," "]
[null," "," ",null," "," "," "," "," "," "," "," "," "," "]
[null," "," ",null," "," "," "," "," "," "," "," "," "," "]
[null," "," ",null," "," "," "," "," "," "," "," "," "," "]
[null," "," ",null," "," "," "," "," "," "," "," "," "," "]
[null," "," ",null," "," "," "," "," "," "," "," "," "," "]
[null," "," ",null," "," "," "," "," "," "," "," "," "," "]
[null," "," ",null," "," "," "," "," "," "," "," "," "," "]
[null," "," ",null," "," "," "," "," "," "," "," "," "," "]
[null," "," ",null," "," "," "," "," "," "," "," "," "," "]
[null," "," ",null," "," "," "," "," "," "," "," "," "," "]
[null," "," ",null," "," "," "," "," "," "," "," "," "," "]
[null," "," ",null," "," "," "," "," "," "," "," "," "," "]
[null," "," ",null," "," "," "," "," "," "," "," "," "," "]
[null," "," ",null," "," "," "," "," "," "," "," "," "," "]
[null," "," ",null," "," "," "," "," "," "," "," "," "," "]
[null," "," ",null," "," "," "," "," "," "," "," "," "," "]
[null," "," ",null," "," "," "," "," "," "," "," "," "," "]
[null," "," ",null," "," "," "," "," "," "," "," "," "," "]
[null," "," ",null," "," "," "," "," "," "," "," "," "," "]
[null," "," ",null," "," "," "," "," "," "," "," "," "," "]
[null," "," ",null," "," "," "," "," "," "," "," "," "," "]
[null," "," ",null," "," "," "," "," "," "," "," "," "," "]
[null," "," ",null," "," "," "," "," "," "," "," "," "," "]
[null," "," ",null," "," "," "," "," "," "," "," "," "," "]
[null," "," ",null," "," "," "," "," "," "," "," "," "," "]
[null," "," ",null," "," "," "," "," "," "," "," "," "," "]
[null," "," ",null," "," "," "," "," "," "," "," "," "," "]
[null," "," ",null," "," "," "," "," "," "," "," "," "," "]
[null," "," ",null," "," "," "," "," "," "," "," "," "," "]
[null," "," ",null," "," "," "," "," "," "," "," "," "," "]
[null," "," ",null," "," "," "," "," "," "," "," "," "," "]
[null," "," ",null," "," "," "," "," "," "," "," "," "," "]
[null," "," ",null," "," "," "," "," "," "," "," "," "," "]
[null," "," ",null," "," "," "," "," "," "," "," "," "," "]
[null," "," ",null," "," "," "," "," "," "," "," "," "," "]
[null," "," ",null," "," "," "," "," "," "," "," "," "," "]
[null," "," ",null," "," "," "," "," "," "," "," "," "," "]
[null," "," ",null," "," "," "," "," "," "," "," "," "," "]
[null," "," ",null," "," "," "," "," "," "," "," "," "," "]
[null," "," ",null," "," "," "," "," "," "," "," "," "," "]
[null," "," ",null," "," "," "," "," "," "," "," "," "," "]
[null," "," ",null," "," "," "," "," "," "," "," "," "," "]
[null," "," ",null," "," "," "," "," "," "," "," "," "," "]
[null," "," ",null," "," "," "," "," "," "," "," "," "," "]
[null," "," ",null," "," "," "," "," "," "," "," "," "," "]
[null," "," ",null," "," "," "," "," "," "," "," "," "," "]
[null," "," ",null," "," "," "," "," "," "," "," "," "," "]
[null," "," ",null," "," "," "," "," "," "," "," "," "," "]
[null," "," ",null," "," "," "," "," "," "," "," "," "," "]
[null," "," ",null," "," "," "," "," "," "," "," "," "," "]
[null," "," ",null," "," "," "," "," "," "," "," "," "," "]
[null," "," ",null," "," "," "," "," "," "," "," "," "," "]
[null," "," ",null," "," "," "," "," "," "," "," "," "," "]
[null," "," ",null," "," "," "," "," "," "," "," "," "," "]
[null," "," ",null," "," "," "," "," "," "," "," "," "," "]
[null," "," ",null," "," "," "," "," "," "," "," "," "," "]
[null," "," ",null," "," "," "," "," "," "," "," "," "," "]
[null," "," ",null," "," "," "," "," "," "," "," "," "," "]
[null," "," ",null," "," "," "," "," "," "," "," "," "," "]
[null," "," ",null," "," "," "," "," "," "," "," "," "," "]
[null," "," ",null," "," "," "," "," "," "," "," "," "," "]
[null," "," ",null," "," "," "," "," "," "," "," "," "," "]
[null," "," ",null," "," "," "," "," "," "," "," "," "," "]
[null," "," ",null," "," "," "," "," "," "," "," "," "," "]
[null," "," ",null," "," "," "," "," "," "," "," "," "," "]
[null," "," ",null," "," "," "," "," "," "," "," "," "," "]
[null," "," ",null," "," "," "," "," "," "," "," "," "," "]
[null," "," ",null," "," "," "," "," "," "," "," "," "," "]
[null," "," ",null," "," "," "," "," "," "," "," "," "," "]
[null," "," ",null," "," "," "," "," "," "," "," "," "," "]
[null," "," ",null," "," "," "," "," "," "," "," "," "," "]
[null," "," ",null," "," "," "," "," "," "," "," "," "," "]
[null," "," ",null," "," "," "," "," "," "," "," "," "," "]
[null," "," ",null," "," "," "," "," "," "," "," "," "," "]
[null," "," ",null," "," "," "," "," "," "," "," "," "," "]
[null," "," ",null," "," "," "," "," "," "," "," "," "," "]
[null," "," ",null," "," "," "," "," "," "," "," "," "," "]
[null," "," ",null," "," "," "," "," "," "," "," "," "," "]
[null," "," ",null," "," "," "," "," "," "," "," "," "," "]
[null," "," ",null," "," "," "," "," "," "," "," "," "," "]
[null," "," ",null," "," "," "," "," "," "," "," "," "," "]
[null," "," ",null," "," "," "," "," "," "," "," "," "," "]
[null," "," ",null," "," "," "," "," "," "," "," "," "," "]
[null," "," ",null," "," "," "," "," "," "," "," "," "," "]
[null," "," ",null," "," "," "," "," "," "," "," "," "," "]
[null," "," ",null," "," "," "," "," "," "," "," "," "," "]
[null," "," ",null," "," "," "," "," "," "," "," "," "," "]
[null," "," ",null," "," "," "," "," "," "," "," "," "," "]
[null," "," ",null," "," "," "," "," "," "," "," "," "," "]
[null," "," ",null," "," "," "," "," "," "," "," "," "," "]
[null," "," ",null," "," "," "," "," "," "," "," "," "," "]
[null," "," ",null," "," "," "," "," "," "," "," "," "," "]
[null," "," ",null," "," "," "," "," "," "," "," "," "," "]
[null," "," ",null," "," "," "," "," "," "," "," "," "," "]
[null," "," ",null," "," "," "," "," "," "," "," "," "," "]
[null," "," ",null," "," "," "," "," "," "," "," "," "," "]
[null," "," ",null," "," "," "," "," "," "," "," "," "," "]
[null," "," ",null," "," "," "," "," "," "," "," "," "," "]
[null," "," ",null," "," "," "," "," "," "," "," "," "," "]
[null," "," ",null," "," "," "," "," "," "," "," "," "," "]
[null," "," ",null," "," "," "," "," "," "," "," "," "," "]
[null," "," ",null," "," "," "," "," "," "," "," "," "," "]
[null," "," ",null," "," "," "," "," "," "," "," "," "," "]
[null," "," ",null," "," "," "," "," "," "," "," "," "," "]
[null," "," ",null," "," "," "," "," "," "," "," "," "," "]
[null," "," ",null," "," "," "," "," "," "," "," "," "," "]
[null," "," ",null," "," "," "," "," "," "," "," "," "," "]
[null," "," ",null," "," "," "," "," "," "," "," "," "," "]
[null," "," ",null," "," "," "," "," "," "," "," "," "," "]
[null," "," ",null," "," "," "," "," "," "," "," "," "," "]
[null," "," ",null," "," "," "," "," "," "," "," "," "," "]
[null," "," ",null," "," "," "," "," "," "," "," "," "," "]
[null," "," ",null," "," "," "," "," "," "," "," "," "," "]
[null," "," ",null," "," "," "," "," "," "," "," "," "," "]
[null," "," ",null," "," "," "," "," "," "," "," "," "," "]
[null," "," ",null," "," "," "," "," "," "," "," "," "," "]
[null," "," ",null," "," "," "," "," "," "," "," "," "," "]
[null," "," ",null," "," "," "," "," "," "," "," "," "," "]
[null," "," ",null," "," "," "," "," "," "," "," "," "," "]
[null," "," ",null," "," "," "," "," "," "," "," "," "," "]
[null," "," ",null," "," "," "," "," "," "," "," "," "," "]
[null," "," ",null," "," "," "," "," "," "," "," "," "," "]
[null," "," ",null," "," "," "," "," "," "," "," "," "," "]
[null," "," ",null," "," "," "," "," "," "," "," "," "," "]
[null," "," ",null," "," "," "," "," "," "," "," "," "," "]
[null," "," ",null," "," "," "," "," "," "," "," "," "," "]
[null," "," ",null," "," "," "," "," "," "," "," "," "," "]
[null," "," ",null," "," "," "," "," "," "," "," "," "," "]
[null," "," ",null," "," "," "," "," "," "," "," "," "," "]
[null," "," ",null," "," "," "," "," "," "," "," "," "," "]
[null," "," ",null," "," "," "," "," "," "," "," "," "," "]
[null," "," ",null," "," "," "," "," "," "," "," "," "," "]
[null," "," ",null," "," "," "," "," "," "," "," "," "," "]
[null," "," ",null," "," "," "," "," "," "," "," "," "," "]
[null," "," ",null," "," "," "," "," "," "," "," "," "," "]
[null," "," ",null," "," "," "," "," "," "," "," "," "," "]
[null," "," ",null," "," "," "," "," "," "," "," "," "," "]
[null," "," ",null," "," "," "," "," "," "," "," "," "," "]
[null," "," ",null," "," "," "," "," "," "," "," "," "," "]
[null," "," ",null," "," "," "," "," "," "," "," "," "," "]
[null," "," ",null," "," "," "," "," "," "," "," "," "," "]
[null," "," ",null," "," "," "," "," "," "," "," "," "," "]
[null," "," ",null," "," "," "," "," "," "," "," "," "," "]
[null," "," ",null," "," "," "," "," "," "," "," "," "," "]
[null," "," ",null," "," "," "," "," "," "," "," "," "," "]
[null," "," ",null," "," "," "," "," "," "," "," "," "," "]
[null," "," ",null," "," "," "," "," "," "," "," "," "," "]
[null," "," ",null," "," "," "," "," "," "," "," "," "," "]
[null," "," ",null," "," "," "," "," "," "," "," "," "," "]
[null," "," ",null," "," "," "," "," "," "," "," "," "," "]
[null," "," ",null," "," "," "," "," "," "," "," "," "," "]
[null," "," ",null," "," "," "," "," "," "," "," "," "," "]
[null," "," ",null," "," "," "," "," "," "," "," "," "," "]
[null," "," ",null," "," "," "," "," "," "," "," "," "," "]
[null," "," ",null," "," "," "," "," "," "," "," "," "," "]
[null," "," ",null," "," "," "," "," "," "," "," "," "," "]
[null," "," ",null," "," "," "," "," "," "," "," "," "," "]
[null," "," ",null," "," "," "," "," "," "," "," "," "," "]
[null," "," ",null," "," "," "," "," "," "," "," "," "," "]
[null," "," ",null," "," "," "," "," "," "," "," "," "," "]
[null," "," ",null," "," "," "," "," "," "," "," "," "," "]
[null," "," ",null," "," "," "," "," "," "," "," "," "," "]
[null," "," ",null," "," "," "," "," "," "," "," "," "," "]
[null," "," ",null," "," "," "," "," "," "," "," "," "," "]
[null," "," ",null," "," "," "," "," "," "," "," "," "," "]
[null," "," ",null," "," "," "," "," "," "," "," "," "," "]
[null," "," ",null," "," "," "," "," "," "," "," "," "," "]
[null," "," ",null," "," "," "," "," "," "," "," "," "," "]
[null," "," ",null," "," "," "," "," "," "," "," "," "," "]
[null," "," ",null," "," "," "," "," "," "," "," "," "," "]
[null," "," ",null," "," "," "," "," "," "," "," "," "," "]
[null," "," ",null," "," "," "," "," "," "," "," "," "," "]
[null," "," ",null," "," "," "," "," "," "," "," "," "," "]
[null," "," ",null," "," "," "," "," "," "," "," "," "," "]
[null," "," ",null," "," "," "," "," "," "," "," "," "," "]
[null," "," ",null," "," "," "," "," "," "," "," "," "," "]
[null," "," ",null," "," "," "," "," "," "," "," "," "," "]
[null," "," ",null," "," "," "," "," "," "," "," "," "," "]
[null," "," ",null," "," "," "," "," "," "," "," "," "," "]
[null," "," ",null," "," "," "," "," "," "," "," "," "," "]
[null," "," ",null," "," "," "," "," "," "," "," "," "," "]
[null," "," ",null," "," "," "," "," "," "," "," "," "," "]
[null," "," ",null," "," "," "," "," "," "," "," "," "," "]
[null," "," ",null," "," "," "," "," "," "," "," "," "," "]
[null," "," ",null," "," "," "," "," "," "," "," "," "," "]
[null," "," ",null," "," "," "," "," "," "," "," "," "," "]
[null," "," ",null," "," "," "," "," "," "," "," "," "," "]
[null," "," ",null," "," "," "," "," "," "," "," "," "," "]
[null," "," ",null," "," "," "," "," "," "," "," "," "," "]
[null," "," ",null," "," "," "," "," "," "," "," "," "," "]
[null," "," ",null," "," "," "," "," "," "," "," "," "," "]
[null," "," ",null," "," "," "," "," "," "," "," "," "," "]
[null," "," ",null," "," "," "," "," "," "," "," "," "," "]
[null," "," ",null," "," "," "," "," "," "," "," "," "," "]
[null," "," ",null," "," "," "," "," "," "," "," "," "," "]
[null," "," ",null," "," "," "," "," "," "," "," "," "," "]
[null," "," ",null," "," "," "," "," "," "," "," "," "," "]
[null," "," ",null," "," "," "," "," "," "," "," "," "," "]
[null," "," ",null," "," "," "," "," "," "," "," "," "," "]
[null," "," ",null," "," "," "," "," "," "," "," "," "," "]
[null," "," ",null," "," "," "," "," "," "," "," "," "," "]
[null," "," ",null," "," "," "," "," "," "," "," "," "," "]
[null," "," ",null," "," "," "," "," "," "," "," "," "," "]
[null," "," ",null," "," "," "," "," "," "," "," "," "," "]
[null,898,null,null,null,null,1]
[null,897,null,null,null,null,1]
[null,896,null,null,null,null,1]
[null,895,null,null,null,null,1]
[null,894,null,null,null,null,1]
[null,893,null,null,null,null,1]
[null,892,null,null,null,null,1]
[null,891,null,null,null,null,1]
[null,890,null,null,null,null,1]
[null,889,null,null,null,null,1]
[null,888,null,null,null,null,1]
[null,887,null,null,null,null,1]
[null,886,null,null,null,null,1]
[null,885,null,null,null,null,1]
[null,884,null,null,null,null,1]
[null,883,null,null,null,null,1]
[null,882,null,null,null,null,1]
[null,881,null,null,null,null,1]
[null,880,null,null,null,null,1]
[null,879,null,null,null,null,1]
[null,878,null,null,null,null,1]
[null,877,null,null,null,null,1]
[null,876,null,null,null,null,1]
[null,875,null,null,null,null,1]
[null,874,null,null,null,null,1]
[null,873,null,null,null,null,1]
[null,872,null,null,null,null,1]
[null,871,null,null,null,null,1]
[null,870,null,null,null,null,1]
[null,869,null,null,null,null,1]
[null,868,null,null,null,null,1]
[null,867,null,null,null,null,1]
[null,866,null,null,null,null,1]
[null,865,null,null,null,null,1]
[null,864,null,null,null,null,1]
[null,863,null,null,null,null,1]
[null,862,null,null,null,null,1]
[null,861,null,null,null,null,1]
[null,860,null,null,null,null,1]
[null,859,null,null,null,null,1]
[null,858,null,null,null,null,1]
[null,857,null,null,null,null,1]
[null,856,null,null,null,null,1]
[null,855,null,null,null,null,1]
[null,854,null,null,null,null,1]
[null,853,null,null,null,null,1]
[null,852,null,null,null,null,1]
[null,851,null,null,null,null,1]
[null,850,null,null,null,null,1]
[null,849,null,null,null,null,1]
[null,848,null,null,null,null,1]
[null,847,null,null,null,null,1]
[null,846,null,null,null,null,1]
[null,845,null,null,null,null,1]
[null,844,null,null,null,null,1]
[null,843,null,null,null,null,1]
[null,842,null,null,null,null,1]
[null,841,null,null,null,null,1]
[null,840,null,null,null,null,1]
[null,839,null,null,null,null,1]
[null,838,null,null,null,null,1]
[null,837,null,null,null,null,1]
[null,836,null,null,null,null,1]
[null,835,null,null,null,null,1]
[null,834,null,null,null,null,1]
[null,833,null,null,null,null,1]
[null,832,null,null,null,null,1]
[null,831,null,null,null,null,1]
[null,830,null,null,null,null,1]
[null,829,null,null,null,null,1]
[null,828,null,null,null,null,1]
[null,827,null,null,null,null,1]
[null,826,null,null,null,null,1]
[null,825,null,null,null,null,1]
[null,824,null,null,null,null,1]
[null,823,null,null,null,null,1]
[null,822,null,null,null,null,1]
[null,821,null,null,null,null,1]
[null,820,null,null,null,null,1]
[null,819,null,null,null,null,1]
[null,818,null,null,null,null,1]
[null,817,null,null,null,null,1]
[null,816,null,null,null,null,1]
[null,815,null,null,null,null,1]
[null,814,null,null,null,null,1]
[null,813,null,null,null,null,1]
[null,812,null,null,null,null,1]
[null,811,null,null,null,null,1]
[null,810,null,null,null,null,1]
[null,809,null,null,null,null,1]
[null,808,null,null,null,null,1]
[null,807,null,null,null,null,1]
[null,806,null,null,null,null,1]
[null,805,null,null,null,null,1]
[null,804,null,null,null,null,1]
[null,803,null,null,null,null,1]
[null,802,null,null,null,null,1]
[null,801,null,null,null,null,1]
[null,800,null,null,null,null,1]
[null,799,null,null,null,null,1]
[null,798,null,null,null,null,1]
[null,797,null,null,null,null,1]
[null,796,null,null,null,null,1]
[null,795,null,null,null,null,1]
[null,794,null,null,null,null,1]
[null,793,null,null,null,null,1]
[null,792,null,null,null,null,1]
[null,791,null,null,null,null,1]
[null,790,null,null,null,null,1]
[null,789,null,null,null,null,1]
[null,788,null,null,null,null,1]
[null,787,null,null,null,null,1]
[null,786,null,null,null,null,1]
[null,785,null,null,null,null,1]
[null,784,null,null,null,null,1]
[null,783,null,null,null,null,1]
[null,782,null,null,null,null,1]
[null,781,null,null,null,null,1]
[null,780,null,null,null,null,1]
[null,779,null,null,null,null,1]
[null,778,null,null,null,null,1]
[null,777,null,null,null,null,1]
[null,776,null,null,null,null,1]
[null,775,null,null,null,null,1]
[null,774,null,null,null,null,1]
[null,773,null,null,null,null,1]
[null,772,null,null,null,null,1]
[null,771,null,null,null,null,1]
[null,770,null,null,null,null,1]
[null,769,null,null,null,null,1]
[null,768,null,null,null,null,1]
[null,767,null,null,null,null,1]
[null,766,null,null,null,null,1]
[null,765,null,null,null,null,1]
[null,764,null,null,null,null,1]
[null,763,null,null,null,null,1]
[null,762,null,null,null,null,1]
[null,761,null,null,null,null,1]
[null,760,null,null,null,null,1]
[null,759,null,null,null,null,1]
[null,758,null,null,null,null,1]
[null,757,null,null,null,null,1]
[null,756,null,null,null,null,1]
[null,755,null,null,null,null,1]
[null,754,null,null,null,null,1]
[null,753,null,null,null,null,1]
[null,752,null,null,null,null,1]
[null,751,null,null,null,null,1]
[null,750,null,null,null,null,1]
[null,749,null,null,null,null,1]
[null,748,null,null,null,null,1]
[null,747,null,null,null,null,1]
[null,746,null,null,null,null,1]
[null,745,null,null,null,null,1]
[null,744,null,null,null,null,1]
[null,743,null,null,null,null,1]
[null,742,null,null,null,null,1]
[null,741,null,null,null,null,1]
[null,740,null,null,null,null,1]
[null,739,null,null,null,null,1]
[null,738,null,null,null,null,1]
[null,737,null,null,null,null,1]
[null,736,null,null,null,null,1]
[null,735,null,null,null,null,1]
[null,734,null,null,null,null,1]
[null,733,null,null,null,null,1]
[null,732,null,null,null,null,1]
[null,731,null,null,null,null,1]
[null,730,null,null,null,null,1]
[null,729,null,null,null,null,1]
[null,728,null,null,null,null,1]
[null,727,null,null,null,null,1]
[null,726,null,null,null,null,1]
[null,725,null,null,null,null,1]
[null,724,null,null,null,null,1]
[null,723,null,null,null,null,1]
[null,722,null,null,null,null,1]
[null,721,null,null,null,null,1]
[null,720,null,null,null,null,1]
[null,719,null,null,null,null,1]
[null,718,null,null,null,null,1]
[null,717,null,null,null,null,1]
[null,716,null,null,null,null,1]
[null,715,null,null,null,null,1]
[null,714,null,null,null,null,1]
[null,713,null,null,null,null,1]
[null,712,null,null,null,null,1]
[null,711,null,null,null,null,1]
[null,710,null,null,null,null,1]
[null,709,null,null,null,null,1]
[null,708,null,null,null,null,1]
[null,707,null,null,null,null,1]
[null,706,null,null,null,null,1]
[null,705,null,null,null,null,1]
[null,704,null,null,null,null,1]
[null,703,null,null,null,null,1]
[null,702,null,null,null,null,1]
[null,701,null,null,null,null,1]
[null,700,null,null,null,null,1]
[null,699,null,null,null,null,1]
[null,698,null,null,null,null,1]
[null,697,null,null,null,null,1]
[null,696,null,null,null,null,1]
[null,695,null,null,null,null,1]
[null,694,null,null,null,null,1]
[null,693,null,null,null,null,1]
[null,692,null,null,null,null,1]
[null,691,null,null,null,null,1]
[null,690,null,null,null,null,1]
[null,689,null,null,null,null,1]
[null,688,null,null,null,null,1]
[null,687,null,null,null,null,1]
[null,686,null,null,null,null,1]
[null,685,null,null,null,null,1]
[null,684,null,null,null,null,1]
[null,683,null,null,null,null,1]
[null,682,null,null,null,null,1]
[null,681,null,null,null,null,1]
[null,680,null,null,null,null,1]
[null,679,null,null,null,null,1]
[null,678,null,null,null,null,1]
[null,677,null,null,null,null,1]
[null,676,null,null,null,null,1]
[null,675,null,null,null,null,1]
[null,674,null,null,null,null,1]
[null,673,null,null,null,null,1]
[null,672,null,null,null,null,1]
[null,671,null,null,null,null,1]
[null,670,null,null,null,null,1]
[null,669,null,null,null,null,1]
[null,668,null,null,null,null,1]
[null,667,null,null,null,null,1]
[null,666,null,null,null,null,1]
[null,665,null,null,null,null,1]
[null,664,null,null,null,null,1]
[null,663,null,null,null,null,1]
[null,662,null,null,null,null,1]
[null,661,null,null,null,null,1]
[null,660,null,null,null,null,1]
[null,659,null,null,null,null,1]
[null,658,null,null,null,null,1]
[null,657,null,null,null,null,1]
[null,656,null,null,null,null,1]
[null,655,null,null,null,null,1]
[null,654,null,null,null,null,1]
[null,653,null,null,null,null,1]
[null,652,null,null,null,null,1]
[null,651,null,null,null,null,1]
[null,650,null,null,null,null,1]
[null,649,null,null,null,null,1]
[null,648,null,null,null,null,1]
[null,647,null,null,null,null,1]
[null,646,null,null,null,null,1]
[null,645,null,null,null,null,1]
[null,644,null,null,null,null,1]
[null,643,null,null,null,null,1]
[null,642,null,null,null,null,1]
[null,641,null,null,null,null,1]
[null,640,null,null,null,null,1]
[null,639,null,null,null,null,1]
[null,638,null,null,null,null,1]
[null,637,null,null,null,null,1]
[null,636,null,null,null,null,1]
[null,635,null,null,null,null,1]
[null,634,null,null,null,null,1]
[null,633,null,null,null,null,1]
[null,632,null,null,null,null,1]
[null,631,null,null,null,null,1]
[null,630,null,null,null,null,1]
[null,629,null,null,null,null,1]
[null,628,null,null,null,null,1]
[null,627,null,null,null,null,1]
[null,626,null,null,null,null,1]
[null,625,null,null,null,null,1]
[null,624,null,null,null,null,1]
[null,623,null,null,null,null,1]
[null,622,null,null,null,null,1]
[null,621,null,null,null,null,1]
[null,620,null,null,null,null,1]
[null,619,null,null,null,null,1]
[null,618,null,null,null,null,1]
[null,617,null,null,null,null,1]
[null,616,null,null,null,null,1]
[null,615,null,null,null,null,1]
[null,614,null,null,null,null,1]
[null,613,null,null,null,null,1]
[null,612,null,null,null,null,1]
[null,611,null,null,null,null,1]
[null,610,null,null,null,null,1]
[null,609,null,null,null,null,1]
[null,608,null,null,null,null,1]
[null,607,null,null,null,null,1]
[null,606,null,null,null,null,1]
[null,605,null,null,null,null,1]
[null,604,null,null,null,null,1]
[null,603,null,null,null,null,1]
[null,602,null,null,null,null,1]
[null,601,null,null,null,null,1]
[null,600,null,null,null,null,1]
[null,599,null,null,null,null,1]
[null,598,null,null,null,null,1]
[null,597,null,null,null,null,1]
[null,596,null,null,null,null,1]
[null,595,null,null,null,null,1]
[null,594,null,null,null,null,1]
[null,593,null,null,null,null,1]
[null,592,null,null,null,null,1]
[null,591,null,null,null,null,1]
[null,590,null,null,null,null,1]
[null,589,null,null,null,null,1]
[null,588,null,null,null,null,1]
[null,587,null,null,null,null,1]
[null,586,null,null,null,null,1]
[null,585,null,null,null,null,1]
[null,584,null,null,null,null,1]
[null,583,null,null,null,null,1]
[null,582,null,null,null,null,1]
[null,581,null,null,null,null,1]
[null,580,null,null,null,null,1]
[null,579,null,null,null,null,1]
[null,578,null,null,null,null,1]
[null,577,null,null,null,null,1]
[null,576,null,null,null,null,1]
[null,575,null,null,null,null,1]
[null,574,null,null,null,null,1]
[null,573,null,null,null,null,1]
[null,572,null,null,null,null,1]
[null,571,null,null,null,null,1]
[null,570,null,null,null,null,1]
[null,569,null,null,null,null,1]
[null,568,null,null,null,null,1]
[null,567,null,null,null,null,1]
[null,566,null,null,null,null,1]
[null,565,null,null,null,null,1]
[null,564,null,null,null,null,1]
[null,563,null,null,null,null,1]
[null,562,null,null,null,null,1]
[null,561,null,null,null,null,1]
[null,560,null,null,null,null,1]
[null,559,null,null,null,null,1]
[null,558,null,null,null,null,1]
[null,557,null,null,null,null,1]
[null,556,null,null,null,null,1]
[null,555,null,null,null,null,1]
[null,554,null,null,null,null,1]
[null,553,null,null,null,null,1]
[null,552,null,null,null,null,1]
[null,551,null,null,null,null,1]
[null,550,null,null,null,null,1]
[null,549,null,null,null,null,1]
[null,548,null,null,null,null,1]
[null,547,null,null,null,null,1]
[null,546,null,null,null,null,1]
[null,545,null,null,null,null,1]
[null,544,null,null,null,null,1]
[null,543,null,null,null,null,1]
[null,542,null,null,null,null,1]
[null,541,null,null,null,null,1]
[null,540,null,null,null,null,1]
[null,539,null,null,null,null,1]
[null,538,null,null,null,null,1]
[null,537,null,null,null,null,1]
[null,536,null,null,null,null,1]
[null,535,null,null,null,null,1]
[null,534,null,null,null,null,1]
[null,533,null,null,null,null,1]
[null,532,null,null,null,null,1]
[null,531,null,null,null,null,1]
[null,530,null,null,null,null,1]
[null,529,null,null,null,null,1]
[null,528,null,null,null,null,1]
[null,527,null,null,null,null,1]
[null,526,null,null,null,null,1]
[null,525,null,null,null,null,1]
[null,524,null,null,null,null,1]
[null,523,null,null,null,null,1]
[null,522,null,null,null,null,1]
[null,521,null,null,null,null,1]
[null,520,null,null,null,null,1]
[null,519,null,null,null,null,1]
[null,518,null,null,null,null,1]
[null,517,null,null,null,null,1]
[null,516,null,null,null,null,1]
[null,515,null,null,null,null,1]
[null,514,null,null,null,null,1]
[null,513,null,null,null,null,1]
[null,512,null,null,null,null,1]
[null,511,null,null,null,null,1]
[null,510,null,null,null,null,1]
[null,509,null,null,null,null,1]
[null,508,null,null,null,null,1]
[null,507,null,null,null,null,1]
[null,506,null,null,null,null,1]
[null,505,null,null,null,null,1]
[null,504,null,null,null,null,1]
[null,503,null,null,null,null,1]
[null,502,null,null,null,null,1]
[null,501,null,null,null,null,1]
[null,500,null,null,null,null,1]
[null,499,null,null,null,null,1]
[null,498,null,null,null,null,1]
[null,497,null,null,null,null,1]
[null,496,null,null,null,null,1]
[null,495,null,null,null,null,1]
[null,494,null,null,null,null,1]
[null,493,null,null,null,null,1]
[null,492,null,null,null,null,1]
[null,491,null,null,null,null,1]
[null,490,null,null,null,null,1]
[null,489,null,null,null,null,1]
[null,488,null,null,null,null,1]
[null,487,null,null,null,null,1]
[null,486,null,null,null,null,1]
[null,485,null,null,null,null,1]
[null,484,null,null,null,null,1]
[null,483,null,null,null,null,1]
[null,482,null,null,null,null,1]
[null,481,null,null,null,null,1]
[null,480,null,null,null,null,1]
[null,479,null,null,null,null,1]
[null,478,null,null,null,null,1]
[null,477,null,null,null,null,1]
[null,476,null,null,null,null,1]
[null,475,null,null,null,null,1]
[null,474,null,null,null,null,1]
[null,473,null,null,null,null,1]
[null,472,null,null,null,null,1]
[null,471,null,null,null,null,1]
[null,470,null,null,null,null,1]
[null,469,null,null,null,null,1]
[null,468,null,null,null,null,1]
[null,467,null,null,null,null,1]
[null,466,null,null,null,null,1]
[null,465,null,null,null,null,1]
[null,464,null,null,null,null,1]
[null,463,null,null,null,null,1]
[null,462,null,null,null,null,1]
[null,461,null,null,null,null,1]
[null,460,null,null,null,null,1]
[null,459,null,null,null,null,1]
[null,458,null,null,null,null,1]
[null,457,null,null,null,null,1]
[null,456,null,null,null,null,1]
[null,455,null,null,null,null,1]
[null,454,null,null,null,null,1]
[null,453,null,null,null,null,1]
[null,452,null,null,null,null,1]
[null,451,null,null,null,null,1]
[null,450,null,null,null,null,1]
[null,449,null,null,null,null,1]
[null,448,null,null,null,null,1]
[null,447,null,null,null,null,1]
[null,446,null,null,null,null,1]
[null,445,null,null,null,null,1]
[null,444,null,null,null,null,1]
[null,443,null,null,null,null,1]
[null,442,null,null,null,null,1]
[null,441,null,null,null,null,1]
[null,440,null,null,null,null,1]
[null,439,null,null,null,null,1]
[null,438,null,null,null,null,1]
[null,437,null,null,null,null,1]
[null,436,null,null,null,null,1]
[null,435,null,null,null,null,1]
[null,434,null,null,null,null,1]
[null,433,null,null,null,null,1]
[null,432,null,null,null,null,1]
[null,431,null,null,null,null,1]
[null,430,null,null,null,null,1]
[null,429,null,null,null,null,1]
[null,428,null,null,null,null,1]
[null,427,null,null,null,null,1]
[null,426,null,null,null,null,1]
[null,425,null,null,null,null,1]
[null,424,null,null,null,null,1]
[null,423,null,null,null,null,1]
[null,422,null,null,null,null,1]
[null,421,null,null,null,null,1]
[null,420,null,null,null,null,1]
[null,419,null,null,null,null,1]
[null,418,null,null,null,null,1]
[null,417,null,null,null,null,1]
[null,416,null,null,null,null,1]
[null,415,null,null,null,null,1]
[null,414,null,null,null,null,1]
[null,413,null,null,null,null,1]
[null,412,null,null,null,null,1]
[null,411,null,null,null,null,1]
[null,410,null,null,null,null,1]
[null,409,null,null,null,null,1]
[null,408,null,null,null,null,1]
[null,407,null,null,null,null,1]
[null,406,null,null,null,null,1]
[null,405,null,null,null,null,1]
[null,404,null,null,null,null,1]
[null,403,null,null,null,null,1]
[null,402,null,null,null,null,1]
[null,401,null,null,null,null,1]
[null,400,null,null,null,null,1]
[null,399,null,null,null,null,1]
[null,398,null,null,null,null,1]
[null,397,null,null,null,null,1]
[null,396,null,null,null,null,1]
[null,395,null,null,null,null,1]
[null,394,null,null,null,null,1]
[null,393,null,null,null,null,1]
[null,392,null,null,null,null,1]
[null,391,null,null,null,null,1]
[null,390,null,null,null,null,1]
[null,389,null,null,null,null,1]
[null,388,null,null,null,null,1]
[null,387,null,null,null,null,1]
[null,386,null,null,null,null,1]
[null,385,null,null,null,null,1]
[null,384,null,null,null,null,1]
[null,383,null,null,null,null,1]
[null,382,null,null,null,null,1]
[null,381,null,null,null,null,1]
[null,380,null,null,null,null,1]
[null,379,null,null,null,null,1]
[null,378,null,null,null,null,1]
[null,377,null,null,null,null,1]
[null,376,null,null,null,null,1]
[null,375,null,null,null,null,1]
[null,374,null,null,null,null,1]
[null,373,null,null,null,null,1]
[null,372,null,null,null,null,1]
[null,371,null,null,null,null,1]
[null,370,null,null,null,null,1]
[null,369,null,null,null,null,1]
[null,368,null,null,null,null,1]
[null,367,null,null,null,null,1]
[null,366,null,null,null,null,1]
[null,365,null,null,null,null,1]
[null,364,null,null,null,null,1]
[null,363,null,null,null,null,1]
[null,362,null,null,null,null,1]
[null,361,null,null,null,null,1]
[null,360,null,null,null,null,1]
[null,359,null,null,null,null,1]
[null,358,null,null,null,null,1]
[null,357,null,null,null,null,1]
[null,356,null,null,null,null,1]
[null,355,null,null,null,null,1]
[null,354,null,null,null,null,1]
[null,353,null,null,null,null,1]
[null,352,null,null,null,null,1]
[null,351,null,null,null,null,1]
[null,350,null,null,null,null,1]
[null,349,null,null,null,null,1]
[null,348,null,null,null,null,1]
[null,347,null,null,null,null,1]
[null,346,null,null,null,null,1]
[null,345,null,null,null,null,1]
[null,344,null,null,null,null,1]
[null,343,null,null,null,null,1]
[null,342,null,null,null,null,1]
[null,341,null,null,null,null,1]
[null,340,null,null,null,null,1]
[null,339,null,null,null,null,1]
[null,338,null,null,null,null,1]
[null,337,null,null,null,null,1]
[null,336,null,null,null,null,1]
[null,335,null,null,null,null,1]
[null,334,null,null,null,null,1]
[null,333,null,null,null,null,1]
[null,332,null,null,null,null,1]
[null,331,null,null,null,null,1]
[null,330,null,null,null,null,1]
[null,329,null,null,null,null,1]
[null,328,null,null,null,null,1]
[null,327,null,null,null,null,1]
[null,326,null,null,null,null,1]
[null,325,null,null,null,null,1]
[null,324,null,null,null,null,1]
[null,323,null,null,null,null,1]
[null,322,null,null,null,null,1]
[null,321,null,null,null,null,1]
[null,320,null,null,null,null,1]
[null,319,null,null,null,null,1]
[null,318,null,null,null,null,1]
[null,317,null,null,null,null,1]
[null,316,null,null,null,null,1]
[null,315,null,null,null,null,1]
[null,314,null,null,null,null,1]
[null,313,null,null,null,null,1]
[null,312,null,null,null,null,1]
[null,311,null,null,null,null,1]
[null,310,null,null,null,null,1]
[null,309,null,null,null,null,1]
[null,308,null,null,null,null,1]
[null,307,null,null,null,null,1]
[null,306,null,null,null,null,1]
[null,305,null,null,null,null,1]
[null,304,null,null,null,null,1]
[null,303,null,null,null,null,1]
[null,302,null,null,null,null,1]
[null,301,null,null,null,null,1]
[null,300,null,null,null,null,1]
[null,299,null,null,null,null,1]
[null,298,null,null,null,null,1]
[null,297,null,null,null,null,1]
[null,296,null,null,null,null,1]
[null,295,null,null,null,null,1]
[null,294,null,null,null,null,1]
[null,293,null,null,null,null,1]
[null,292,null,null,null,null,1]
[null,291,null,null,null,null,1]
[null,290,null,null,null,null,1]
[null,289,null,null,null,null,1]
[null,288,null,null,null,null,1]
[null,287,null,null,null,null,1]
[null,286,null,null,null,null,1]
[null,285,null,null,null,null,1]
[null,284,null,null,null,null,1]
[null,283,null,null,null,null,1]
[null,282,null,null,null,null,1]
[null,281,null,null,null,null,1]
[null,280,null,null,null,null,1]
[null,279,null,null,null,null,1]
[null,278,null,null,null,null,1]
[null,277,null,null,null,null,1]
[null,276,null,null,null,null,1]
[null,275,null,null,null,null,1]
[null,274,null,null,null,null,1]
[null,273,null,null,null,null,1]
[null,272,null,null,null,null,1]
[null,271,null,null,null,null,1]
[null,270,null,null,null,null,1]
[null,269,null,null,null,null,1]
[null,268,null,null,null,null,1]
[null,267,null,null,null,null,1]
[null,266,null,null,null,null,1]
[null,265,null,null,null,null,1]
[null,264,null,null,null,null,1]
[null,263,null,null,null,null,1]
[null,262,null,null,null,null,1]
[null,261,null,null,null,null,1]
[null,260,null,null,null,null,1]
[null,259,null,null,null,null,1]
[null,258,null,null,null,null,1]
[null,257,null,null,null,null,1]
[null,256,null,null,null,null,1]
[null,255,null,null,null,null,1]
[null,254,null,null,null,null,1]
[null,253,null,null,null,null,1]
[null,252,null,null,null,null,1]
[null,251,null,null,null,null,1]
[null,250,null,null,null,null,1]
[null,249,null,null,null,null,1]
[null,248,null,null,null,null,1]
[null,247,null,null,null,null,1]
[null,246,null,null,null,null,1]
[null,245,null,null,null,null,1]
[null,244,null,null,null,null,1]
[null,243,null,null,null,null,1]
[null,242,null,null,null,null,1]
[null,241,null,null,null,null,1]
[null,240,null,null,null,null,1]
[null,239,null,null,null,null,1]
[null,238,null,null,null,null,1]
[null,237,null,null,null,null,1]
[null,236,null,null,null,null,1]
[null,235,null,null,null,null,1]
[null,234,null,null,null,null,1]
[null,233,null,null,null,null,1]
[null,232,null,null,null,null,1]
[null,231,null,null,null,null,1]
[null,230,null,null,null,null,1]
[null,229,null,null,null,null,1]
[null,228,null,null,null,null,1]
[null,227,null,null,null,null,1]
[null,226,null,null,null,null,1]
[null,225,null,null,null,null,1]
[null,224,null,null,null,null,1]
[null,223,null,null,null,null,1]
[null,222,null,null,null,null,1]
[null,221,null,null,null,null,1]
[null,220,null,null,null,null,1]
[null,219,null,null,null,null,1]
[null,218,null,null,null,null,1]
[null,217,null,null,null,null,1]
[null,216,null,null,null,null,1]
[null,215,null,null,null,null,1]
[null,214,null,null,null,null,1]
[null,213,null,null,null,null,1]
[null,212,null,null,null,null,1]
[null,211,null,null,null,null,1]
[null,210,null,null,null,null,1]
[null,209,null,null,null,null,1]
[null,208,null,null,null,null,1]
[null,207,null,null,null,null,1]
[null,206,null,null,null,null,1]
[null,205,null,null,null,null,1]
[null,204,null,null,null,null,1]
[null,203,null,null,null,null,1]
[null,202,null,null,null,null,1]
[null,201,null,null,null,null,1]
[null,200,null,null,null,null,1]
[null,199,null,null,null,null,1]
[null,198,null,null,null,null,1]
[null,197,null,null,null,null,1]
[null,196,null,null,null,null,1]
[null,195,null,null,null,null,1]
[null,194,null,null,null,null,1]
[null,193,null,null,null,null,1]
[null,192,null,null,null,null,1]
[null,191,null,null,null,null,1]
[null,190,null,null,null,null,1]
[null,189,null,null,null,null,1]
[null,188,null,null,null,null,1]
[null,187,null,null,null,null,1]
[null,186,null,null,null,null,1]
[null,185,null,null,null,null,1]
[null,184,null,null,null,null,1]
[null,183,null,null,null,null,1]
[null,182,null,null,null,null,1]
[null,181,null,null,null,null,1]
[null,180,null,null,null,null,1]
[null,179,null,null,null,null,1]
[null,178,null,null,null,null,1]
[null,177,null,null,null,null,1]
[null,176,null,null,null,null,1]
[null,175,null,null,null,null,1]
[null,174,null,null,null,null,1]
[null,173,null,null,null,null,1]
[null,172,null,null,null,null,1]
[null,171,null,null,null,null,1]
[null,170,null,null,null,null,1]
[null,169,null,null,null,null,1]
[null,168,null,null,null,null,1]
[null,167,null,null,null,null,1]
[null,166,null,null,null,null,1]
[null,165,null,null,null,null,1]
[null,164,null,null,null,null,1]
[null,163,null,null,null,null,1]
[null,162,null,null,null,null,1]
[null,161,null,null,null,null,1]
[null,160,null,null,null,null,1]
[null,159,null,null,null,null,1]
[null,158,null,null,null,null,1]
[null,157,null,null,null,null,1]
[null,156,null,null,null,null,1]
[null,155,null,null,null,null,1]
[null,154,null,null,null,null,1]
[null,153,null,null,null,null,1]
[null,152,null,null,null,null,1]
[null,151,null,null,null,null,1]
[null,150,null,null,null,null,1]
[null,149,null,null,null,null,1]
[null,148,null,null,null,null,1]
[null,147,null,null,null,null,1]
[null,146,null,null,null,null,1]
[null,145,null,null,null,null,1]
[null,144,null,null,null,null,1]
[null,143,null,null,null,null,1]
[null,142,null,null,null,null,1]
[null,141,null,null,null,null,1]
[null,140,null,null,null,null,1]
[null,139,null,null,null,null,1]
[null,138,null,null,null,null,1]
[null,137,null,null,null,null,1]
[null,136,null,null,null,null,1]
[null,135,null,null,null,null,1]
[null,134,null,null,null,null,1]
[null,133,null,null,null,null,1]
[null,132,null,null,null,null,1]
[null,131,null,null,null,null,1]
[null,130,null,null,null,null,1]
[null,129,null,null,null,null,1]
[null,128,null,null,null,null,1]
[null,127,null,null,null,null,1]
[null,126,null,null,null,null,1]
[null,125,null,null,null,null,1]
[null,124,null,null,null,null,1]
[null,123,null,null,null,null,1]
[null,122,null,null,null,null,1]
[null,121,null,null,null,null,1]
[null,120,null,null,null,null,1]
[null,119,null,null,null,null,1]
[null,118,null,null,null,null,1]
[null,117,null,null,null,null,1]
[null,116,null,null,null,null,1]
[null,115,null,null,null,null,1]
[null,114,null,null,null,null,1]
[null,113,null,null,null,null,1]
[null,112,null,null,null,null,1]
[null,111,null,null,null,null,1]
[null,110,null,null,null,null,1]
[null,109,null,null,null,null,1]
[null,108,null,null,null,null,1]
[null,107,null,null,null,null,1]
[null,106,null,null,null,null,1]
[null,105,null,null,null,null,1]
[null,104,null,null,null,null,1]
[null,103,null,null,null,null,1]
[null,102,null,null,null,null,1]
[null,101,null,null,null,null,1]
[null,100,null,null,null,null,1]
[null,99,null,null,null,null,1]
[null,98,null,null,null,null,1]
[null,97,null,null,null,null,1]
[null,96,null,null,null,null,1]
[null,95,null,null,null,null,1]
[null,94,null,null,null,null,1]
[null,93,null,null,null,null,1]
[null,92,null,null,null,null,1]
[null,91,null,null,null,null,1]
[null,90,null,null,null,null,1]
[null,89,null,null,null,null,1]
[null,88,null,null,null,null,1]
[null,87,null,null,null,null,1]
[null,86,null,null,null,null,1]
[null,85,null,null,null,null,1]
[null,84,null,null,null,null,1]
[null,83,null,null,null,null,1]
[null,82,null,null,null,null,1]
[null,81,null,null,null,null,1]
[null,80,null,null,null,null,1]
[null,79,null,null,null,null,1]
[null,78,null,null,null,null,1]
[null,77,null,null,null,null,1]
[null,76,null,null,null,null,1]
[null,75,null,null,null,null,1]
[null,74,null,null,null,null,1]
[null,73,null,null,null,null,1]
[null,72,null,null,null,null,1]
[null,71,null,null,null,null,1]
[null,70,null,null,null,null,1]
[null,69,null,null,null,null,1]
[null,68,null,null,null,null,1]
[null,67,null,null,null,null,1]
[null,66,null,null,null,null,1]
[null,65,null,null,null,null,1]
[null,64,null,null,null,null,1]
[null,63,null,null,null,null,1]
[null,62,null,null,null,null,1]
[null,61,null,null,null,null,1]
[null,60,null,null,null,null,1]
[null,59,null,null,null,null,1]
[null,58,null,null,null,null,1]
[null,57,null,null,null,null,1]
[null,56,null,null,null,null,1]
[null,55,null,null,null,null,1]
[null,54,null,null,null,null,1]
[null,53,null,null,null,null,1]
[null,52,null,null,null,null,1]
[null,51,null,null,null,null,1]
[null,50,null,null,null,null,1]
[null,49,null,null,null,null,1]
[null,48,null,null,null,null,1]
[null,47,null,null,null,null,1]
[null,46,null,null,null,null,1]
[null,45,null,null,null,null,1]
[null,44,null,null,null,null,1]
[null,43,null,null,null,null,1]
[null,42,null,null,null,null,1]
[null,41,null,null,null,null,1]
[null,40,null,null,null,null,1]
[null,39,null,null,null,null,1]
[null,38,null,null,null,null,1]
[null,37,null,null,null,null,1]
[null,36,null,null,null,null,1]
[null,35,null,null,null,null,1]
[null,34,null,null,null,null,1]
[null,33,null,null,null,null,1]
[null,32,null,null,null,null,1]
[null,31,null,null,null,null,1]
[null,30,null,null,null,null,1]
[null,29,null,null,null,null,1]
[null,28,null,null,null,null,1]
[null,27,null,null,null,null,1]
[null,26,null,null,null,null,1]
[null,25,null,null,null,null,1]
[null,24,null,null,null,null,1]
[null,23,null,null,null,null,1]
[null,22,null,null,null,null,1]
[null,21,null,null,null,null,1]
[null,20,null,null,null,null,1]
[null,19,null,null,null,null,1]
[null,18,null,null,null,null,1]
[null,17,null,null,null,null,1]
[null,16,null,null,null,null,1]
[null,15,null,null,null,null,1]
[null,14,null,null,null,null,1]
[null,13,null,null,null,null,1]
[null,12,null,null,null,null,1]
[null,11,null,null,null,null,1]
[null,10,null,null,null,null,1]
[null,9,null,null,null,null,1]
[null,8,null,null,null,null,1]
[null,7,null,null,null,null,1]
[null,6,null,null,null,null,1]
[null,5,null,null,null,null,1]
[null,4,null,null,null,null,1]
[null,3,null,null,null,null,1]
[null,2,null,null,null,null,1]
[null,1,null,null,null,null,1]

{"sheet":"屋根","index":12,"n_rows":87,"n_cols":22,"rows_kept":87,"cut":false,"hidden":false,"merged":[[74,1,75,1],[74,2,75,2],[74,3,75,3],[74,4,75,4],[25,10,26,10],[44,10,45,10],[59,10,60,10],[74,10,75,10],[44,4,45,4],[59,1,60,1],[59,2,60,2],[59,3,60,3],[59,4,60,4],[44,1,45,1],[44,2,45,2],[44,3,45,3],[1,0,1,1],[25,7,25,8],[25,1,26,1],[25,2,26,2],[25,3,26,3],[25,4,26,4],[25,15,25,16],[74,15,74,16],[74,7,74,8],[44,15,44,16],[44,7,44,8],[59,7,59,8],[59,15,59,16],[25,11,26,11],[25,12,26,12],[44,11,45,11],[44,12,45,12],[59,11,60,11],[59,12,60,12],[74,11,75,11],[74,12,75,12]]}
["屋根風荷重"]
["地表面粗度区分(1〜5)",null,4]
["設計風速","UH (m/s)",49.995405768348952,null,null,null,null,null,null,"風力係数"]
["設計速度圧","qH (N/m2)",1524.7197647445344,null,null,null,null,null,null,null,"Ra","Rb","Rc","l","0.5l","1.5l",null,null,"D/H=<1","D/H>1","Rb","Rc"]
["乱れ強さz=H","IH",0.14845596973037611,null,null,null,null,null,null,"X方向",null,null,null,null,null,null,null,"B/H=2",-1,-0.8,-0.4,-0.2]
["乱れスケール","LH (m)",230.9401076758503,null,null,null,null,null,null,"Y方向",null,null,null,null,null,null,null,"B/H=4",-1.1000000000000001,-0.9,-0.5,-0.3]
["再現期間","tR(年)",500,null,null,null,null,null,null,null,null,null,null,null,null,null,null,"B/H=6",-1.2,-1,-0.6,-0.4]
[]
["基準高さ H(m)",160,null,null,null,null,null,null,null,"パラメータ","r1","r2","r3","r4","r5","r6"]
["幅 B(m)",null,null,null,null,null,null,null,null,"風向に平行な梁",0.2,1,2,4,1,0.1]
["奥行き D(m)",null,null,null,null,null,null,null,null,"風向に直交する梁",0.3,null,3,3,0.8]
["上下方向固有振動数(Hz)"]
["減衰定数",null,null,null,null,null,null,null,null,"fRB/UH"]
[null,null,null,null,null,null,null,null,null,"FF"]
[null,null,null,null,null,null,null,null,null,"FB"]
[null,null,null,null,null,null,null,null,null,"FR"]
[null,null,null,null,null,null,null,null,null,"RR"]
[null,null,null,null,null,null,null,null,null,"gR"]
[]
[]
[]
[null,null,null,null,null,"ここで入力するBとDの定義"]
[]
[]
[null,null,null,"【 Cpi=0 】",null,null,null,null,null,null,"【 Cpi=-0.4 】"]
["風向に平行な梁","x/L","Cpe","CR","CR'","平均 (N/m2)","変動 (N/m2)","風荷重 (N/m2)",null,null,"Cpe","CR","CR'","平均 (N/m2)","変動 (N/m2)","風荷重 (N/m2)"]
[null,null,null,null,null,"WRmean","WR'","WR（正側）","WR（負側）",null,null,null,null,"WRmean","WR'","WR（正側）","WR（負側）"]
[]
[]
[]
[]
[]
[]
[]
[]
[]
[]
[]
[]
[]
[]
[]
[]
[]
["風向に直交する梁","x/L","Cpe","CR","CR'","平均 (N/m2)","変動 (N/m2)","風荷重 (N/m2)",null,null,"Cpe","CR","CR'","平均 (N/m2)","変動 (N/m2)","風荷重 (N/m2)"]
["(y<=0.5l)",null,null,null,null,"WRmean","WR'","WR（正側）","WR（負側）",null,null,null,null,"WRmean","WR'","WR（正側）","WR（負側）"]
[null,0]
[null,0.1]
[null,0.2]
[null,0.3]
[null,0.4]
[null,0.5]
[null,0.6]
[null,0.7]
[null,0.8]
[null,0.9]
[null,1]
[]
[]
["(y<=1.5l)","x/L","Cpe","CR","CR'","平均 (N/m2)","変動 (N/m2)","風荷重 (N/m2)",null,null,"Cpe","CR","CR'","平均 (N/m2)","変動 (N/m2)","風荷重 (N/m2)"]
[null,null,null,null,null,"WRmean","WR'","WR（正側）","WR（負側）",null,null,null,null,"WRmean","WR'","WR（正側）","WR（負側）"]
[null,0]
[null,0.1]
[null,0.2]
[null,0.3]
[null,0.4]
[null,0.5]
[null,0.6]
[null,0.7]
[null,0.8]
[null,0.9]
[null,1]
[]
[]
["(y>1.5l)","x/L","Cpe","CR","CR'","平均 (N/m2)","変動 (N/m2)","風荷重 (N/m2)",null,null,"Cpe","CR","CR'","平均 (N/m2)","変動 (N/m2)","風荷重 (N/m2)"]
[null,null,null,null,null,"WRmean","WR'","WR（正側）","WR（負側）",null,null,null,null,"WRmean","WR'","WR（正側）","WR（負側）"]
[null,0]
[null,0.1]
[null,0.2]
[null,0.3]
[null,0.4]
[null,0.5]
[null,0.6]
[null,0.7]
[null,0.8]
[null,0.9]
[null,1]

{"sheet":"渦励振","index":13,"n_rows":144,"n_cols":53,"rows_kept":144,"cut":false,"hidden":false,"merged":[[33,3,33,4],[34,3,34,4],[35,3,35,4],[3,3,3,4],[4,3,4,4]]}
["部材の渦励振",null,null,null,null,null,null,null,null,null,null,null,null,null,null,null,null,null,null,null,null,null,null,null,null,null,null,null,null,null,null,null,null,null,null,null,null,null,null,null,null,null,null,10,9,8,7,6,5,4,3,2,1]
["部材の長さ L(m)"]
["部材の外径 D(m)"]
["設計風速 UH(m/s)",null,null,"質量減衰パラメータ",null,"d"]
["1次固有振動数 fL(Hz)",null,null,"無次元共振風速",null,"Ur*"]
["全質量 M(kg)"]
["減衰定数"]
[]
[]
[]
[null,"x/L","Wr/A（N/m2)"]
[null,0]
[null,0.1]
[null,0.2]
[null,0.3]
[null,0.4]
[null,0.5]
[null,0.6]
[null,0.7]
[null,0.8]
[null,0.9]
[null,1]
[]
[]
[]
[]
[]
[]
[]
["建築物の渦励振"]
["基準高さ H(m)",null,null,null," "," "," "]
["2/3Hでの外径 Dm(m)",null,null,null," "," "]
["基部の外径 DB(m)",null,null,null," "," "]
["地上部総質量 M(kg)",null,null,"共振風速 (m/s)",null," "]
["1次固有振動数 fL(Hz)",null,null,"建築物相当密度 (kg/m3)",null," "]
["減衰定数zL",null,null,"共振時風力係数",null," "]
["階数",null,null,null," "," "]
[null," ",null,null," "," "]
[null," ",null,null," "," "," "]
[null," ",null,null," "," "," "]
[null," ",null,null," "," "," "]
[null,"↓","↓","↓"," "," "," "]
[null,"階（節）","高さ Z(m)","Δz(m)","B(m)","A (m2)","Wr (kN)"]
[]
[]
[]
[]
[]
[]
[]
[]
[]
[]
[]
[]
[null," ",null,null," "," "," "]
[null," ",null,null," "," "," "]
[null," ",null,null," "," "," "]
[null," ",null,null," "," "," "]
[null," ",null,null," "," "," "]
[null," ",null,null," "," "," "]
[null," ",null,null," "," "," "]
[null," ",null,null," "," "," "]
[null," ",null,null," "," "," "]
[null," ",null,null," "," "," "]
[null," ",null,null," "," "," "]
[null," ",null,null," "," "," "]
[null," ",null,null," "," "," "]
[null," ",null,null," "," "," "]
[null," ",null,null," "," "," "]
[null," ",null,null," "," "," "]
[null," ",null,null," "," "," "]
[null," ",null,null," "," "," "]
[null," ",null,null," "," "," "]
[null," ",null,null," "," "," "]
[null," ",null,null," "," "," "]
[null," ",null,null," "," "," "]
[null," ",null,null," "," "," "]
[null," ",null,null," "," "," "]
[null," ",null,null," "," "," "]
[null," ",null,null," "," "," "]
[null," ",null,null," "," "," "]
[null," ",null,null," "," "," "]
[null," ",null,null," "," "," "]
[null," ",null,null," "," "," "]
[null," ",null,null," "," "," "]
[null," ",null,null," "," "," "]
[null," ",null,null," "," "," "]
[null," ",null,null," "," "," "]
[null," ",null,null," "," "," "]
[null," ",null,null," "," "," "]
[null," ",null,null," "," "," "]
[null," ",null,null," "," "," "]
[null," ",null,null," "," "," "]
[null," ",null,null," "," "," "]
[null," ",null,null," "," "," "]
[null," ",null,null," "," "," "]
[null," ",null,null," "," "," "]
[null," ",null,null," "," "," "]
[null," ",null,null," "," "," "]
[null," ",null,null," "," "," "]
[null," ",null,null," "," "," "]
[null," ",null,null," "," "," "]
[null," ",null,null," "," "," "]
[null," ",null,null," "," "," "]
[null," ",null,null," "," "," "]
[null," ",null,null," "," "," "]
[null," ",null,null," "," "," "]
[null," ",null,null," "," "," "]
[null," ",null,null," "," "," "]
[null," ",null,null," "," "," "]
[null," ",null,null," "," "," "]
[null," ",null,null," "," "," "]
[null," ",null,null," "," "," "]
[null," ",null,null," "," "," "]
[null," ",null,null," "," "," "]
[null," ",null,null," "," "," "]
[null," ",null,null," "," "," "]
[null," ",null,null," "," "," "]
[null," ",null,null," "," "," "]
[null," ",null,null," "," "," "]
[null," ",null,null," "," "," "]
[null," ",null,null," "," "," "]
[null," ",null,null," "," "," "]
[null," ",null,null," "," "," "]
[null," ",null,null," "," "," "]
[null," ",null,null," "," "," "]
[null," ",null,null," "," "," "]
[null," ",null,null," "," "," "]
[null," ",null,null," "," "," "]
[null," ",null,null," "," "," "]
[null," ",null,null," "," "," "]
[null," ",null,null," "," "," "]
[null," ",null,null," "," "," "]
[null," ",null,null," "," "," "]
[null," ",null,null," "," "," "]
[null," ",null,null," "," "," "]
[null," ",null,null," "," "," "]
[null," ",null,null," "," "," "]
[null," ",null,null," "," "," "]
[null," ",null,null," "," "," "]
[null," ",null,null," "," "," "]
[null," ",null,null," "," "," "]
[null," ",null,null," "," "," "]

{"sheet":"独立上屋","index":14,"n_rows":75,"n_cols":18,"rows_kept":75,"cut":false,"hidden":false,"merged":[[1,0,1,1],[19,1,19,2],[19,3,19,4],[19,8,19,9],[19,10,19,11],[34,1,34,2],[34,3,34,4],[34,7,35,7],[34,9,34,10],[34,11,34,12],[36,7,38,7],[39,7,41,7],[47,8,47,12],[47,13,47,17],[57,8,57,12],[57,13,57,17],[46,8,46,12],[46,13,46,17],[56,8,56,12],[56,13,56,17],[56,7,58,7],[46,7,48,7],[67,8,67,12],[67,13,67,17],[66,7,68,7],[66,8,66,12],[66,13,66,17]]}
["独立上屋"]
["地表面粗度区分(1〜5)",null,4]
["設計風速","UH (m/s)",49.995405768348952]
["設計速度圧","qH (N/m2)",1524.7197647445344,null,null,"ガスト影響係数","GR"]
["乱れ強さz=H","IH",0.14845596973037611,null,null,"受圧面積","AF(m2)"]
["乱れスケール","LH (m)",230.9401076758503]
["再現期間","tR(年)",500]
[]
["基準高さ H(m)",160]
["幅 B(m)"]
["奥行き D(m)"]
["屋根勾配(度）",null,"※計算できる勾配の範囲に注意"]
[]
[]
[]
[]
[]
[]
["屋根形状【翼型】",null,null,null,null,null,null,"切妻または翼型（構造骨組風力係数）"]
["構造骨組用風荷重","風力の組合せ1",null,"風力の組合せ2",null,null,null,"屋根勾配","風力の組合せ１",null,"風力の組合せ２"]
[null,"Ra","Rb","Ra","Rb",null,null,"(°）","Ra","Rb","Ra","Rb"]
["CR",null,null,null,null,null,null,-20,-0.8,0.6,0,0.6]
["WF (kN)",null,null,null,null,null,null,-10,-0.6,0.4,0.1,0.6]
[null,null,null,null,null,null,null,0,-0.4,0.1,0.2,0.1]
["外装材用風荷重",null,"Cp(正）","Cp(負）","W(正）N/m2","W(負）N/m2",null,5,-0.4,-0.2,0.4,-0.1]
[null,"Ra",null,null,null,null,null,10,-0.2,-0.4,0.5,-0.3]
[null,"Rb",null,null,null,null,null,15,0,-0.6,0.7,-0.5]
[null,"Rc",null,null,null,null,null,20,0.2,-0.5,0.8,-0.4]
[null,"Rd"]
[null,"Re"]
[null,"Rf"]
[]
[]
["屋根形状【片流れ】",null,null,null,null,null,null,"片流れ（構造骨組風力係数）"]
["構造骨組用風荷重","風力の組合せ1",null,"風力の組合せ2",null,null,null,"風向","屋根勾配θ","荷重ケース1",null,"荷重ケース2"]
["風向W1","Ra","Rb","Ra","Rb",null,null,null,"（ °）","Ra部","Rb部","Ra部","Rb部"]
["CR",null,null,null,null,null,null,"W1",0,-0.4,0.1,0.2,0.1]
["WF (kN)",null,null,null,null,null,null,null,15,-1.2,0,0,0]
[null,null,null,null,null,null,null,null,20,-1.4,-0.2,0,0]
["風向W2","Ra","Rb","Ra","Rb",null,null,"W2",0,0.1,-0.4,0.1,0.2]
["CR",null,null,null,null,null,null,null,15,0,0,0.2,1]
["WF (kN)",null,null,null,null,null,null,null,20,0,0,0.3,1.3]
[]
["外装材用風荷重",null,"Cp(正）","Cp(負）","W(正）N/m2","W(負）N/m2"]
[null,"Ra"]
[null,"Rb",null,null,null,null,null,"翼型（勾配正，外装材用風力係数）"]
[null,"Rc",null,null,null,null,null,null,"正のピーク風力係数",null,null,null,null,"負のピーク風力係数"]
[null,"Rd",null,null,null,null,null,null,"屋根勾配q（ °）",null,null,null,null,"屋根勾配q（ °）"]
[null,"Re",null,null,null,null,null,null,0,5,10,15,20,0,5,10,15,20]
[null,"Rf",null,null,null,null,null,"Ra部",2,2.2000000000000002,2.4,2.6,2.9,-1.6,-1.6,-3.2,-4.2,-4]
[null,null,null,null,null,null,null,"Rb部",2,2.2000000000000002,2.4,2.6,2.9,-1.6,-1.6,-2.4,-3,-2.9]
[null,null,null,null,null,null,null,"Rc部",2,2.2000000000000002,2.4,2.6,2.9,-1.6,-1.6,-1.8,-2.5,-2.4]
[null,null,null,null,null,null,null,"Rd部",2.2000000000000002,2.6,2.9,3.3,3.4,-2.8,-2.8,-1.6,-1.4,-1.7]
[null,null,null,null,null,null,null,"Re部",2.2000000000000002,2.6,2.9,3.3,3.4,-2.8,-2.8,-2.8,-2.8,-2.7]
[null,null,null,null,null,null,null,"Rf部",2.2000000000000002,2.2000000000000002,2.2000000000000002,2.2000000000000002,2.4,-2.8,-2.8,-3.2,-4.2,-4]
[null,null,null,null,null,null,null,"翼型（勾配負，外装材用風力係数）"]
[null,null,null,null,null,null,null,null,"正のピーク風力係数",null,null,null,null,"負のピーク風力係数"]
[null,null,null,null,null,null,null,null,"屋根勾配q（ °）",null,null,null,null,"屋根勾配q（ °）"]
[null,null,null,null,null,null,null,null,0,5,10,15,20,0,5,10,15,20]
[null,null,null,null,null,null,null,"Ra部",2,1.9,2.4,3.2,3.2,-1.6,-1.9,-2.6,-3,-3.2]
[null,null,null,null,null,null,null,"Rb部",2,1.9,1.9,2.4,2.6,-1.6,-1.9,-2.6,-3,-3.2]
[null,null,null,null,null,null,null,"Rc部",2.2000000000000002,2,1.9,2.4,2.6,-2.8,-3.6,-3.6,-3.6,-3.8]
[null,null,null,null,null,null,null,"Rd部",2.2000000000000002,2,1.9,2.4,2.6,-2.8,-3.6,-4.5999999999999996,-4.8,-4.9000000000000004]
[null,null,null,null,null,null,null,"Re部",2.2000000000000002,2,2.4,3.2,3.2,-2.8,-2.8,-2.8,-2.8,-3]
[]
[null,null,null,null,null,null,null,"片流れ（外装材用風力係数）"]
[null,null,null,null,null,null,null,null,"正のピーク風力係数",null,null,null,null,"負のピーク風力係数"]
[null,null,null,null,null,null,null,null,"屋根勾配q（ °）",null,null,null,null,"屋根勾配q（ °）"]
[null,null,null,null,null,null,null,null,0,5,10,15,20,0,5,10,15,20]
[null,null,null,null,null,null,null,"Ra部",2,2.1,2.2000000000000002,2.2999999999999998,2.6999999999999997,-1.6,-2,-2.5,-3.3,-3.5333333333333332]
[null,null,null,null,null,null,null,"Rb部",2.2000000000000002,2.1,2.2000000000000002,2.5,3.1333333333333333,-1.6,-4.2,-5.0999999999999996,-6.3,-6.7333333333333334]
[null,null,null,null,null,null,null,"Rc部",2.2000000000000002,2.7,3.3,3.5,4.5999999999999996,-1.6,-2.8,-2.8,-2.8,-3.6333333333333333]
[null,null,null,null,null,null,null,"Rd部",2.2000000000000002,2.4,2.6,3.3,3.1333333333333333,-2.8,-4.2,-5.0999999999999996,-6.3,-6.7333333333333334]
[null,null,null,null,null,null,null,"Re部",2.2000000000000002,2.7,3.3,3.5,4.5999999999999996,-2.8,-2.8,-2.8,-2.8,-3.6333333333333333]
[null,null,null,null,null,null,null,"Rf部",{"$f":"MAX(I54, I55,I56)","v":2.2000000000000002},{"$f":"MAX(J54, J55,J56)","v":2.6},{"$f":"MAX(K54, K55,K56)","v":2.9},{"$f":"MAX(L54, L55,L56)","v":3.3},4.5999999999999996,{"$f":"MIN(N54,N55,N56)","v":-2.8},-3,{"$f":"MIN(P54,P55,P56)","v":-3.2},{"$f":"MIN(Q54,Q55,Q56)","v":-4.2},-6.7333333333333334]

{"sheet":"低層建築物","index":15,"n_rows":218,"n_cols":35,"rows_kept":218,"cut":false,"hidden":false,"merged":[[209,1,209,3],[214,4,214,6],[214,7,214,9],[140,0,140,1],[134,0,134,1],[202,6,202,9],[202,0,202,4],[202,10,202,11],[202,15,203,15],[137,10,140,10],[150,1,150,3],[135,15,135,17],[196,0,197,0],[196,1,197,1],[196,2,197,2],[196,3,197,3],[202,13,202,14],[157,9,158,9],[186,20,186,22],[177,8,178,8],[177,9,177,11],[177,12,177,14],[178,19,179,19],[209,7,209,9],[209,4,209,6],[202,16,202,17],[150,10,150,12],[157,12,158,12],[157,13,158,13],[157,8,158,8],[164,9,164,12],[150,4,151,4],[150,8,150,9],[202,5,203,5],[202,18,203,18],[202,19,203,19],[179,9,179,11],[183,12,183,14],[185,8,186,8],[185,9,185,11],[185,12,185,14],[185,15,185,17],[135,18,135,20],[128,15,128,17],[128,18,128,20],[87,0,87,2],[99,1,99,8],[99,9,99,16],[108,0,109,0],[99,0,100,0],[93,0,93,2],[93,3,93,5],[93,6,93,8],[93,10,93,12],[94,0,95,0],[94,1,94,2],[94,3,95,3],[94,4,94,5],[94,6,95,6],[94,7,94,8],[94,10,95,10],[94,11,94,12],[117,0,118,0],[1,19,1,26],[48,19,48,20],[65,8,65,9],[65,10,65,11],[14,19,15,19],[14,20,15,20],[14,21,14,22],[3,24,3,26],[25,1,25,3],[25,4,26,4],[40,1,40,3],[40,4,41,4],[40,8,40,9],[32,14,32,15],[58,1,58,3],[58,4,59,4],[58,8,58,9],[47,8,47,11],[48,1,48,4],[48,8,48,9],[48,10,48,11],[31,8,31,11],[48,12,48,13],[48,14,48,15],[17,1,17,3],[17,4,18,4],[17,8,17,9],[17,13,18,13],[3,29,4,29],[3,30,4,30],[3,31,3,32],[3,33,4,33],[3,28,4,28],[5,14,6,14],[5,15,5,16],[5,17,6,17],[4,11,6,12],[4,13,4,14],[4,15,4,17],[5,13,6,13],[8,11,10,11],[17,10,17,12],[17,14,18,14],[65,16,65,17],[40,10,40,12],[58,10,58,12],[2,28,2,33],[3,19,4,19],[3,20,4,20],[3,21,3,23],[32,12,32,13],[32,10,32,11],[48,21,49,21],[25,8,25,9],[94,14,94,15],[65,1,65,3],[93,13,93,15],[94,13,95,13],[99,17,99,24],[103,9,103,16],[103,17,103,24],[108,1,108,7],[108,8,108,14],[108,15,108,21],[32,21,33,21],[32,22,32,23],[25,10,25,12],[31,12,31,17],[32,1,32,4],[32,8,32,9],[73,5,73,6],[78,0,78,1],[48,22,48,23],[32,19,32,20],[65,13,65,14],[47,12,47,17],[65,15,66,15],[178,20,178,22],[164,1,164,4],[164,5,164,8],[178,26,178,28],[181,0,181,1],[186,23,186,25],[186,26,186,28],[127,3,128,3],[129,3,130,3],[178,23,178,25],[169,5,169,8],[169,9,169,12],[186,19,187,19],[128,26,128,28],[134,22,135,22],[134,23,134,25],[134,26,134,28],[128,10,129,10],[128,11,129,11],[157,11,158,11],[135,10,136,10],[135,11,136,11],[135,12,135,14],[157,1,157,3],[134,32,134,34],[117,1,117,8],[117,9,117,16],[117,17,117,24],[121,9,121,16],[121,17,121,24],[128,29,128,31],[134,29,134,31],[112,8,112,14],[112,15,112,21],[128,12,128,14],[130,10,133,10],[128,22,129,22],[128,23,128,25]]}
["アスペクト比２以下の構造骨組み用風荷重",null,null,null,null,null,"※はじめにのシートの注意書きを参照"]
["基準高さ H(m)",160,null,null,null,null,null,null,null,null,null,null,null,null,null,null,null,null,null,"構造骨組み用外圧係数（切妻・片流れ）"]
["幅 B(m)",null,"※W1のBを入力",null,null,null,null,"構造骨組み用外圧係数",null,null,null,null,null,null,null,null,null,null,null,"風上屋根面",null,null,null,null,null,null,null,null,"構造骨組み用外圧係数（寄棟）"]
["奥行 D(m)",null,"※W1のDを入力",null,null,null,null,"Wu",null,null,null,"風下壁面",null,null,null,null,null,null,null,"q","正","D<=H",null,null,"D>H",null,null,null,"q","正","RU","Ra",null,"Rb"]
["勾配(度)",null,null,null,null,null,null,"B<=H","B>H",null,null,null,null,"La",null,"Lb",null,null,null,null,null,"B=2H","B=4H","B=6H","B=2H","B=4H","B=6H",null,null,null,null,"B<=D","B>D"]
["軒高さ(m)",null,null,null,null,null,null,0.6221366989878101,0.6,null,null,null,null,"D<=H","D>H","B<6H",null,"B>=6H",null,10,0,-1,-1.1000000000000001,-1.2,-0.8,-0.8,-0.9,null,10,0,-1.2,-0.9,-1.1000000000000001,-0.9]
["地表面粗度区分(1〜5)",null,4,null,null,null,null,null,null,null,null,null,null,null,null,"D<=H","D>H",null,null,15,0,-0.7,-0.8,-0.9,-0.6,-0.6,-0.6,null,15,0,-1.1000000000000001,-1.2,-1.1000000000000001,-0.9]
["設計風速","UH (m/s)",49.995405768348952,null,"Cg",null,null,"側壁面",null,null,null,"W1","θ<=45°",-0.6,-0.4,-0.6,-0.4,-0.8,null,20,0.1,-0.5,-0.6,-0.7,-0.4,-0.4,-0.4,null,20,0,-0.9,-1.4,-1.1000000000000001,-0.9]
["設計速度圧","qH (N/m2)",1524.7197647445344,null,"W1",null,null,"Sa","Sb","Sc",null,"W2,W3","θ<20°",-0.6,-0.4,-0.6,-0.4,-0.8,null,25,0.1,-0.3,-0.4,-0.5,-0.2,-0.3,-0.3,null,25,0,-0.8,-1.4,-1.1000000000000001,-0.9]
["乱れ強さz=H","IH",0.14845596973037611,null,"Cg'",null,null,-0.7,-0.4,-0.2,null,null,"20°<=θ<30°",-0.6,-0.5,-0.6,-0.5,-0.8,null,30,0.2,-0.2,-0.3,-0.4,0,-0.1,-0.2,null,30,0,-0.6,-1.4,-1.1000000000000001,-0.9]
["乱れスケール","LH (m)",230.9401076758503,null,"W2,W3",null,null,null,null,null,null,null,"30°<=θ<=45°",-0.6,-0.6,-0.6,-0.6,-1,null,35,0.3,0,-0.1,-0.2,0,0,-0.1,null,35,0.1,-0.5,-1.4,-1.1000000000000001,-0.9]
["再現期間","tR(年)",500,null,"Cg'",null,null,null,null,null,null,null,null,null,null,null,null,null,null,40,0.4,0,-0.1,-0.1,0,0,0,null,40,0.2,-0.3,-1.4,-1.1000000000000001,-0.9]
[null,null,null,null,null,null,null,null,null,null,null,null,null,null,null,null,null,null,null,45,0.4,0,0,0,0,0,0,null,45,0.3,-0.2,-1.4,-1.1000000000000001,-0.9]
[null,null,null,null,null,null,null,null,null,null,null,null,null,null,null,null,null,null,null,"風下屋根面"]
["【陸屋根】",null,null,null,null,null,null,null,null,null,null,null,null,null,null,null,null,null,null,"q","RLa","RLb"]
[null,null,null,null,null,null,null,null,null,null,null,null,null,null,null,null,null,null,null,null,null,"B<6H","B>=6H"]
["壁部分 ※地面と軒高さの中央高さで計算，屋根荷重は屋根のシートを参照",null,null,null,null,null,null,null,null,null,null,null,null,null,null,null,null,null,null,"10<=θ<15",-0.6,-0.6,-1.1000000000000001]
[null,"構造骨組み用外圧係数Cpe",null,null,"ガスト影響係数GD","領域の長さ","見付面積",null,"構造骨組み用風力係数CD",null,"構造骨組み用風荷重WD (kN)",null,null,"組合せ\n係数g","風直交方向の組合せ荷重WLC (kN)",null,null,null,null,"15<=θ<=45",-0.6,-0.6,-1.4]
["風向","Wu","La","Lb",null,"ｌ(m)","(m2)","風向","中央部(La)","隅角部(Lb)","中央部(La)","隅角部(Lb)","合計"]
["W1",null,null,null,null,null,null,"W1"]
[]
[]
["【切妻屋根】"]
[]
["壁部分 ※地面と軒高さの中央高さで計算"]
[null,"構造骨組み用外圧係数Cpe",null,null,"ガスト影響係数GD","領域の長さ","見付面積",null,"構造骨組み用風力係数CD",null,"壁：構造骨組み用風荷重WD (kN)"]
["風向","Wu","La","Lb",null,"ｌ(m)","(m2)","風向","中央部(La)","隅角部(Lb)","中央部(La)","隅角部(Lb)","合計"]
["W1",null,null,null,null,null,null,"W1"]
["W2",null,null,null,null,null,null,"W2"]
[]
["屋根部分　※基準高さで計算"]
[null,null,null,null,null,null,null,null,"構造骨組み用風力係数CD",null,null,null,"屋根：構造骨組み用風荷重WD (kN)"]
[null,"構造骨組み用外圧係数Cpe",null,null,null,"見付面積",null,null,"Ru （正）",null,"Ru （負）",null,"Ru （正）",null,"Ru （負）",null,"Ru （正）","Ru （負）",null,"構造骨組み用風荷重WD (kN)",null,"組合せ\n係数g","風直交方向の組合せ荷重WLC (kN)"]
["風向","Ru （正）","Ru （負）","RLa","RLb","(m2)",null,"風向","中央部(RLa)","隅角部(RLb)","中央部(RLa)","隅角部(RLb)","中央部(RLa)","隅角部(RLb)","中央部(RLa)","隅角部(RLb)","合計","合計",null,"Ru （正）","Ru （負）",null,"Ru （正）","Ru （負）"]
["W1",null,null,null,null,null,null,"W1"]
["W2",null,null,null,null,null,null,"W2"]
[]
["【片流れ屋根】"]
[]
["壁部分 ※地面と軒高さの中央高さで計算"]
[null,"構造骨組み用外圧係数Cpe",null,null,"ガスト影響係数GD","領域の長さ","見付面積",null,"構造骨組み用風力係数CD",null,"壁：構造骨組み用風荷重WD (kN)"]
["風向","Wu","La","Lb",null,"ｌ(m)","(m2)","風向","中央部(La)","隅角部(Lb)","中央部(La)","隅角部(Lb)","合計"]
["W1",null,null,null,null,null,null,"W1"]
["W2",null,null,null,null,null,null,"W2"]
["W3",null,null,null,null,null,null,"W3"]
[]
["屋根部分　※基準高さで計算"]
[null,null,null,null,null,null,null,null,"構造骨組み用風力係数CD",null,null,null,"屋根：構造骨組み用風荷重WD (kN)"]
[null,"構造骨組み用外圧係数Cpe",null,null,null,"見付面積",null,null,"Ru （正）",null,"Ru （負）",null,"Ru （正）",null,"Ru （負）",null,"Ru （正）","Ru （負）",null,"構造骨組み用風荷重WD (kN)",null,"組合せ\n係数g","風直交方向の組合せ荷重WLC (kN)"]
["風向","Ru （正）","Ru （負）","RLa","RLb","(m2)",null,"風向","中央部(RLa)","隅角部(RLb)","中央部(RLa)","隅角部(RLb)","中央部(RLa)","隅角部(RLb)","中央部(RLa)","隅角部(RLb)","合計","合計",null,"Ru （正）","Ru （負）",null,"Ru （正）","Ru （負）"]
["W1",null,null,null,null,null,null,"W1"]
["W2",null,null,null,null,null,null,"W2"]
["W3",null,null,null,null,null,null,"W3"]
[]
["【寄棟屋根】"]
[]
["壁部分 ※地面と軒高さの中央高さで計算"]
[]
[null,"構造骨組み用外圧係数Cpe",null,null,"ガスト影響係数GD","領域の長さ","見付面積",null,"構造骨組み用風力係数CD",null,"壁：構造骨組み用風荷重WD (kN)"]
["風向","Wu","La","Lb",null,"ｌ(m)","(m2)","風向","中央部(La)","隅角部(Lb)","中央部(La)","隅角部(Lb)","合計"]
["W1",null,null,null,null,null,null,"W1"]
["W2",null,null,null,null,null,null,"W2"]
[]
["屋根部分　※基準高さで計算"]
[]
[null,"構造骨組み用外圧係数Cpe",null,null,"見付面積",null,null,null,"構造骨組み用風力係数CD",null,"屋根：構造骨組み用風荷重WD (kN)",null,null,"構造骨組み用風荷重WD (kN)",null,"組合せ\n係数g","風直交方向の組合せ荷重WLC (kN)"]
["風向","Ru （正）","Ru （負）","RL","(m2)",null,null,"風向","Ru （正）","Ru （負）","Ru （正）","Ru （負）",null,"Ru （正）","Ru （負）",null,"Ru （正）","Ru （負）"]
["W1",null,null,null,null,null,null,"W1"]
["W2",null,null,null,null,null,null,"W2"]
[]
[]
["アスペクト比２以下の外装材用風荷重"]
["基準高さ H(m)",160,null,null,null,"外装材用外圧係数（壁面）",null,null,null,"外装材用ピーク外圧係数（切妻）",null,null,null,null,"外装材用ピーク外圧係数（片流れ）",null,null,null,null,"外装材用ピーク外圧係数（寄棟）"]
["幅 B(m)",null,"※B1として取り扱う",null,null,"正のピーク外圧係数",null,"kz(1+7Iz)",null,null,"10°","20°","30°〜45°",null,null,"10°","20°","30°〜45°",null,null,"10°","20°","30°","45°"]
["奥行 D(m)",null,"※B2として取り扱う",null,null,null,null,null,null,"Ra",-4.3,-3.4,-3.4,null,"Ra",-4.3,-3.4,-3.4,null,"Ra",-4.3,-3.4,-3.4,-3.4]
["勾配(度)",null,null,null,null,"負のピーク外圧係数",null,null,null,"Rb",{"$f":"-7.3*C85","v":0},-4.3,-4.3,null,"Rb",{"$f":"-7.3*C85","v":0},-4.3,-4.3,null,"Rb",{"$f":"-6.8*C85","v":0},{"$f":"-5*C85","v":0},-4.0999999999999996,-4]
["負担面積 Ac(m2)",null,null,null,null,"Wa","Wb",null,null,"Rc",-4.3,-4.3,-4.3,null,"Rc",-4.3,-4.3,-4.3,null,"Rc",-4.3,-3.4,-3.4,-3.4]
["軒高さ(m)",null,null,null,null,-4.2,-2.4,null,null,"Rd",-4.3,{"$f":"-7.3*C85","v":0},-4.3,null,"Rd",{"$f":"-7.3*C85","v":0},{"$f":"-8.8*C85","v":0},{"$f":"-7.3*C85","v":0},null,"Rd",-2.5,-3.5,-3.6,-4.5999999999999996]
["地表面粗度区分(1〜5)",null,4,null,null,null,null,null,null,"Re",-3.4,-4.3,-4.3,null,"Re",-5,-5,-5,null,"Re",-2.7,{"$f":"-6*C85","v":0},-3.3,-3.3]
["設計風速","UH (m/s)",49.995405768348952,null,null,null,null,null,null,"Rf",-2.5,-2.5,-2.5,null,"Rf",-2.5,-2.5,-2.5,null,"Rf",-3.4,-2.5,-2.5,-3.3]
["設計速度圧","qH (N/m2)",1524.7197647445344,null,null,null,null,null,null,"Rg",-3.4,{"$f":"-7.3*C85","v":0},-4.3,null,null,null,null,null,null,"Rg",-3.4,-4.0999999999999996,-3.6,-2.7]
["乱れ強さz=H","IH",0.14845596973037611]
["乱れスケール","LH (m)",230.9401076758503]
["再現期間","tR(年)",500]
["局部負圧低減係数  ","kc"]
[]
[]
["領域の長さ"]
["l","lb1","lb2"]
[]
[]
["【壁面】 ※軒高さで計算"]
[null,null,null,"【 C*pi=0 】",null,null,null,null,null,null,"【 C*pi=-0.5 】"]
["外装材用ピーク外圧係数Cpe",null,null,"外装材用ピーク風力係数Cc",null,null,"外装材用風荷重Wc(N)",null,null,null,"外装材用ピーク風力係数Cc",null,null,"外装材用風荷重Wc(N)"]
["正","負",null,"正","負",null,"正","負",null,null,"正","負",null,"正","負"]
[null,"Wa","Wb",null,"Wa","Wb",null,"Wa","Wb",null,null,"Wa","Wb",null,"Wa","Wb"]
[]
[]
["【切妻屋根】 ・ 【陸屋根】　※陸屋根はRa, Rb, Rc, Rfの欄を参照"]
["屋根勾配","外装材用ピーク外圧係数（切妻）",null,null,null,null,null,null,null,"外装材用ピーク風力係数（切妻）　【C*pi=0】",null,null,null,null,null,null,null,"外装材用風荷重（切妻）　【C*pi=0】"]
[null,"正","Ra","Rb","Rc","Rd","Re","Rf","Rg","正","Ra","Rb","Rc","Rd","Re","Rf","Rg","正","Ra","Rb","Rc","Rd","Re","Rf","Rg"]
[]
[]
[null,null,null,null,null,null,null,null,null,"外装材用ピーク風力係数（切妻）　【C*pi=-0.5】",null,null,null,null,null,null,null,"外装材用風荷重（切妻）　【C*pi=-0.5】"]
[null,null,null,null,null,null,null,null,null,"正","Ra","Rb","Rc","Rd","Re","Rf","Rg","正","Ra","Rb","Rc","Rd","Re","Rf","Rg"]
[]
[]
["【片流れ屋根】 ※屋根勾配10°未満では陸屋根を参照"]
["屋根勾配","外装材用ピーク外圧係数（片流れ）",null,null,null,null,null,null,"外装材用ピーク風力係数（片流れ）　【C*pi=0】",null,null,null,null,null,null,"外装材用風荷重（片流れ）　【C*pi=0】"]
[null,"正","Ra","Rb","Rc","Rd","Re","Rf","正","Ra","Rb","Rc","Rd","Re","Rf","正","Ra","Rb","Rc","Rd","Re","Rf"]
[]
[]
[null,null,null,null,null,null,null,null,"外装材用ピーク風力係数（片流れ）　【C*pi=-0.5】",null,null,null,null,null,null,"外装材用風荷重（片流れ）　【C*pi=-0.5】"]
[null,null,null,null,null,null,null,null,"正","Ra","Rb","Rc","Rd","Re","Rf","正","Ra","Rb","Rc","Rd","Re","Rf"]
[]
[]
["【寄棟屋根】 ※屋根勾配10°未満では陸屋根を参照"]
["屋根勾配","外装材用ピーク外圧係数（寄棟）",null,null,null,null,null,null,null,"外装材用ピーク風力係数（寄棟）　【C*pi=0】",null,null,null,null,null,null,null,"外装材用風荷重（寄棟）　【C*pi=0】"]
[null,"正","Ra","Rb","Rc","Rd","Re","Rf","Rg","正","Ra","Rb","Rc","Rd","Re","Rf","Rg","正","Ra","Rb","Rc","Rd","Re","Rf","Rg"]
[]
[]
[null,null,null,null,null,null,null,null,null,"外装材用ピーク風力係数（寄棟）　【C*pi=-0.5】",null,null,null,null,null,null,null,"外装材用風荷重（寄棟）　【C*pi=-0.5】"]
[null,null,null,null,null,null,null,null,null,"正","Ra","Rb","Rc","Rd","Re","Rf","Rg","正","Ra","Rb","Rc","Rd","Re","Rf","Rg"]
[]
[]
[]
["円弧屋根"]
["基準高さ H(m)",160,null,"W1","見付面積（壁）",null,null,null,null,null,"構造骨組み用外圧係数",null,null,null,null,null,null,null,null,null,null,null,"正のピーク外圧係数"]
["幅 B(m)",null,null,null,"Lbの負担面積",null,null,null,null,null,null,"f/B","Ra",null,null,"Rb",null,null,"Rc",null,null,null,"f/B1","Ra",null,null,"Rb",null,null,"Rc"]
["奥行 D(m)",null,null,"W2","見付面積（屋根）",null,null,null,null,null,null,null,"h/B=0","h/B=0.3","h/B=0.7","h/B=0","h/B=0.3","h/B=0.7","h/B=0","h/B=0.3","h/B=0.7",null,null,"h/B1=0","h/B1=0.3","h/B1=0.7","h/B1=0","h/B1=0.3","h/B1=0.7","h/B1=0","h/B1=0.3","h/B1=0.7"]
["ライズ f(m)",null,null,null,"Raの負担面積",null,null,null,null,null,"W1",0,-0.4,-0.9,-0.8,-0.4,-0.5,-0.4,-0.4,-0.3,-0.2,null,0.1,0.8,0.8,0.5,0.5,0.4,0.3,0.2,0.1,0]
["勾配(度)",null,null,null,null,null,null,null,null,null,null,0.1,-1.2,-1.1000000000000001,-1.1000000000000001,-0.7,-0.5,-0.5,-0.4,-0.4,-0.4,null,0.3,2,2.2999999999999998,1.8,1.6,1.4,1.2,0.6,0.4,0.4]
["軒高 h(m)",null,null,null,null,null,null,null,null,null,null,0.3,-1.1000000000000001,-1.1000000000000001,-1.1000000000000001,-0.6,-0.5,-0.5,-0.4,-0.4,-0.4,null,0.4,2.2000000000000002,2.4,2.4,1.9,1.8,1.8,0.8,0.6,0.5]
["負担面積 Ac(m2)",null,null,null,null,null,null,null,null,null,null,0.4,-1.1000000000000001,-1.1000000000000001,-1.1000000000000001,-0.5,-0.5,-0.5,-0.4,-0.4,-0.4,null,"負のピーク外圧係数"]
["地表面粗度区分(1〜5)",null,4,null,null,null,null,null,null,null,null,null,null,null,null,null,null,null,null,null,null,null,"f/B1","Ra",null,null,"Rb",null,null,"Rc",null,null,"Rd"]
["設計風速","UH (m/s)",49.995405768348952,null,null,null,null,null,null,null,null,"f/D","Ra",null,null,"Rb",null,null,"Rc",null,null,null,null,"h/B1=0","h/B1=0.3","h/B1=0.7","h/B1=0","h/B1=0.3","h/B1=0.7","h/B1=0","h/B1=0.3","h/B1=0.7","h/B1=0","h/B1=0.3","h/B1=0.7"]
["設計速度圧","qH (N/m2)",1524.7197647445344,null,null,null,null,null,null,null,null,null,"h/D=0","h/D=0.3","h/D=0.7","h/D=0","h/D=0.3","h/D=0.7","h/D=0","h/D=0.3","h/D=0.7",null,0,-2.5,-3.2,-3.2,-2.5,-2.5,-2.5,-2.5,-2.5,-2.5,-2.5,{"$f":"-5.4*C141","v":0},{"$f":"-5.4*C141","v":0}]
["乱れ強さz=H","IH",0.14845596973037611,null,null,null,null,null,null,null,"W2",0,-0.4,-1,-0.9,-0.4,-1,-0.9,-0.4,-0.6,-0.9,null,0.1,-1.4,-4.2,-4.8,-1.8,-2.2000000000000002,-3.2,-2.5,-2.5,-2.5,-3.4,-4.8,-4.4000000000000004]
["乱れスケール","LH (m)",230.9401076758503,null,null,null,null,null,null,null,null,0.1,-0.5,-1.2,-1.5,-0.9,-1,-1,-0.5,-0.5,-0.5,null,0.3,-1.4,-2.4,-2.6,-2,-3.2,-3.2,-3.8,-4.4000000000000004,-4.5,-4,-4.4000000000000004,-4.5]
["再現期間","tR(年)",500,null,null,null,null,null,null,null,null,0.3,-0.1,-0.4,-0.9,-1.2,-1.4,-1.5,-0.5,-0.5,-0.5,null,0.4,-1.8,-2.4,-2.6,-2.4,-3.2,-3.2,-4.3,-4.4000000000000004,-4.5999999999999996,-4,-4.4000000000000004,-4.8]
["局部負圧低減係数  kc",null,null,null,null,null,null,null,null,null,null,0.4,0.2,0,-0.5,-1.2,-1.3,-1.4,-0.5,-0.5,-0.5]
["Cg"]
["Cg'",null,"W1"]
["Cg'",null,"W2"]
[]
[]
["【構造骨組み設計用風荷重】"]
[]
["壁部分 ※地面と軒高さの中央高さで計算",null,null,null,"※構造骨組み用外圧係数では２種類の風向があるが，BとDはW1(上図赤丸印の値)を入力する"]
[]
[null,"構造骨組み用外圧係数Cpe",null,null,"ガスト影響係数GD","領域の長さ","見付面積",null,"構造骨組み用風力係数CD",null,"壁：構造骨組み用風荷重WD (kN)"]
["風向","Wu","La","Lb",null,"ｌ(m)","(m2)","風向","中央部(La)","隅角部(Lb)","中央部(La)","隅角部(Lb)","合計","Lbの負担面積"]
["W1",null,null,null,null,null,null,"W1"]
["W2",null,null,null,null,null,null,"W2"]
[]
["屋根部分　※基準高さで計算"]
[]
[null,"構造骨組み用外圧係数Cpe",null,null,"見付面積",null,null,null,"構造骨組み用風力係数CD","屋根：構造骨組み用風荷重WD (kN)",null,"屋根：構造骨組み用風荷重WD (kN)","組合せ\n係数g","風直交方向の組合せ荷重WLC (kN)"]
["風向","Ra","Rb","Rc","(m2)",null,null,"風向"]
["W1",null,null,null,null,null,null,"W1"]
["W2",null,null,null,null,null,null,"W2"]
[]
["【外装材設計用風荷重】"]
[]
[null,"外装材用ピーク外圧係数",null,null,null,"外装材用ピーク風力係数　【C*pi=0】",null,null,null,"外装材用風荷重　【C*pi=0】"]
[null,"Ra","Rb","Rc","Rd","Ra","Rb","Rc","Rd","Ra","Rb","Rc","Rd","領域長さl"]
["正"]
["負"]
[]
[null,null,null,null,null,"外装材用ピーク風力係数　【C*pi=-0.5】",null,null,null,"外装材用風荷重　【C*pi=-0.5】"]
[null,null,null,null,null,"Ra","Rb","Rc","Rd","Ra","Rb","Rc","Rd","領域長さl"]
[null,null,null,null,"正"]
[null,null,null,null,"負"]
[]
[]
["ドーム屋根"]
["基準高さ H(m)",160,null,null,"見付面積（屋根）",null,null,null,"構造骨組み用外圧係数",null,null,null,null,null,null,null,null,null,null,"外装材用ピーク外圧係数"]
["外径 D(m)",null,null,null,"Raの負担面積",null,null,null,"f/D","Ra(正）",null,null,"Ra(負）",null,null,null,null,null,null,"正のピーク外圧係数"]
["ライズ f(m)",null,null,null,"Rbの負担面積",null,null,null,null,"h/D=0","h/D=0.25","h/D=1","h/D=0","h/D=0.25","h/D=1",null,null,null,null,"f/D","Ra",null,null,"Rb",null,null,"Rc"]
["軒高 h(m)",null,null,null,null,null,null,null,0,"検討不要",null,null,-0.6,-1.4,-1.2,null,null,null,null,null,"h/D=0","h/D=0.25","h/D=1","h/D=0","h/D=0.25","h/D=1","h/D=0","h/D=0.25","h/D=1"]
["負担面積 Ac(m2)",null,null,null,null,null,null,null,0.05,0.3,0,0,0,-1,-1.6,null,null,null,null,0,0.6,0.4,0.4,1.1000000000000001,0.5,0.5,0.6,0.6,0.6]
["地表面粗度区分(1〜5)",null,4,null,null,"h/D",null,null,0.1,0.4,0,0,0,-0.6,-1.2,null,null,null,null,0.05,1.3,0.5,0.5,1,0.4,0.4,0.5,0.1,0.1]
["設計風速","UH (m/s)",49.995405768348952,null,null,"f/D",null,null,0.2,0.5,0,0,0,0,-0.4,null,null,null,null,0.1,1.7,0.7,0.7,0.9,0.3,0.3,0.4,0,0]
["設計速度圧","qH (N/m2)",1524.7197647445344,null,null,null,null,null,0.5,0.7,0.6,0.6,"検討不要",null,null,null,null,null,null,0.2,null,null,null,1.2,0.6,0.6,0.2,0,0]
["乱れ強さz=H","IH",0.14845596973037611,null,null,null,null,null,null,null,null,null,null,null,null,null,null,null,null,0.5,null,null,null,1.9,1.3,0.7,0.3,0,0]
["乱れスケール","LH (m)",230.9401076758503,null,null,"k1",null,null,"f/D","Rb",null,null,"Rc",null,null,"Rd",null,null,null,"負のピーク外圧係数"]
["再現期間","tR(年)",500,null,null,"ｋ3",null,null,null,"h/D=0","h/D=0.25","h/D=1","h/D=0","h/D=0.25","h/D=1","h/D=0","h/D=0.25","h/D=1",null,"f/D","Ra",null,null,"Rb",null,null,"Rc"]
[null,null,null,null,null,null,null,null,0,0,-0.8,-1.2,0,-0.1,-0.4,0,-0.1,-0.3,null,null,"h/D=0","h/D=0.25","h/D=1","h/D=0","h/D=0.25","h/D=1","h/D=0","h/D=0.25","h/D=1"]
["k2",null,"滑らかな表面",0.75,null,"Cg",null,null,0.05,0,-0.4,-0.8,-0.2,-0.4,-0.4,-0.1,-0.3,-0.3,null,0,-4.4000000000000004,-5.0999999999999996,-3.3,-1.5,-3.7,-3,-0.4,-2.2999999999999998,-2.2999999999999998]
[null,null,"粗な表面",0.9,null,"Cg'",null,null,0.1,0,-0.4,-0.6,-0.4,-0.6,-0.6,-0.2,-0.4,-0.4,null,0.05,-3,-4.8,-3.3,-1.5,-2.7,-2.7,-1.3,-1.3,-1.3]
[null,null,"非常に粗な表面",1,null,null,null,null,0.2,0,-0.4,-0.6,-0.6,-0.8,-1,-0.2,-0.4,-0.4,null,0.1,-2,-4.2,-3,-1.5,-2.2000000000000002,-2.2000000000000002,-1.4,-1.4,-1.4]
[null,null,null,null,null,null,null,null,0.5,0,-0.3,-0.4,-1.1000000000000001,-1.2,-1.3,-0.2,-0.4,-0.4,null,0.2,-2,-2,-2,-1.9,-1.9,-1.9,-2.1,-2.1,-2.1]
[null,null,null,null,null,null,null,null,null,null,null,null,null,null,null,null,null,null,null,0.5,-2.6,-2.6,-2.6,-2.8,-2.8,-2.8,-3,-3,-3]
["【構造骨組み設計用風荷重】"]
[]
["壁部分 ※地面と軒高さの中央高さで計算"]
["構造骨組み用風力係数CD","ガスト影響係数GD","見付面積(m2)","壁：構造骨組み用風荷重WD (kN)"]
[]
[]
[]
["屋根部分　※基準高さで計算"]
[]
["構造骨組み用外圧係数Cpe",null,null,null,null,"見付面積(m2)","構造骨組み用風力係数CD",null,null,null,"屋根：構造骨組み用風荷重WD (kN)",null,null,"構造骨組み用風荷重WD (kN)",null,"組合せ\n係数g","風直交方向の組合せ荷重WLC (kN)",null,"Raの負担面積(m2)","Rbの負担面積(m2)"]
["Ra(+)","Ra(-)","Rb","Rc","Rd",null,"Ra(+)","Ra(-)","Rb","Rc","Ra(+)","Ra(-)",null,"Ra(+)","Ra(-)",null,"Ra(+)","Ra(-)"]
[]
[]
[]
["【外装材設計用風荷重】 ※壁面については円・楕円建物の外装材用荷重を参照"]
[]
[null,"外装材用ピーク外圧係数",null,null,"外装材用ピーク風力係数　【C*pi=0】",null,null,"外装材用風荷重　【C*pi=0】"]
[null,"Ra","Rb","Rc","Ra","Rb","Rc","Ra","Rb","Rc"]
["正"]
["負"]
[]
[null,null,null,null,"外装材用ピーク風力係数　【C*pi=-0.5】",null,null,"外装材用風荷重　【C*pi=-0.5】"]
[null,null,null,null,"Ra","Rb","Rc","Ra","Rb","Rc"]
[null,null,null,"正"]
[null,null,null,"負"]